## Sheet1
location_id | latitude | longitude | route | route_km | grid_status | distributor_network | data_quality | nearest_grid_mw | demand_level | tier | tier_label | target_name | n_chargers_proposed | chargers_floor | chargers_demand_p80 | chargers_peak_hr | daily_sessions_p80 | daily_sessions_avg | utilization_pct | util_peak_hour_pct | is_tent | afir_gap_threshold_km | priority | priority_action | fin_revenue_yr | fin_total_opex_yr | fin_ebitda_yr | fin_ebitda_margin | fin_gross_capex | fin_net_capex | fin_payback_yrs | fin_npv_10yr
IBE_001 | 40.5731 | -3.2409 | A-2 | 770.9 | Sufficient | i-DE | measured | 4.83 | High | 1 | Upgrade Iberdrola |  | 5 | 2 | 3 | 5 | 150 | 131 | 53.3 | 79 | TRUE | 60 | 1 | Deploy full hub (12 chargers). Top priority. | 266742 |  | 92070 | 34.5 | 185000 | 129500 | 1.4 | 517161
IBE_002 | 40.8464 | -2.872 | A-2 | 770.9 | Sufficient | i-DE | measured | 4.83 | High | 2 | Partner Co-location | Repsol | 5 | 2 | 3 | 5 | 150 | 131 | 53.3 | 79 | TRUE | 60 | 1 | Deploy full hub (12 chargers). Top priority. | 266742 |  | 92070 | 34.5 | 185000 | 129500 | 1.4 | 517161
IBE_003 | 40.7982 | -2.6552 | A-2 | 770.9 | Congested | Endesa | unknown | 0 | High | 2 | Partner Co-location | Moeve | 5 | 2 | 3 | 5 | 150 | 131 | 53.3 | 79 | TRUE | 60 | 4 | Grid upgrade prerequisite. Partner with DSO. | 266742 |  | 92070 | 34.5 | 305000 | 213500 | 2.3 | 433161
IBE_004 | 41.0402 | -2.4443 | A-2 | 770.9 | Congested | Endesa | unknown | 0 | High | 2 | Partner Co-location | Repsol | 5 | 2 | 3 | 5 | 150 | 131 | 53.3 | 79 | TRUE | 60 | 4 | Grid upgrade prerequisite. Partner with DSO. | 266742 |  | 92070 | 34.5 | 305000 | 213500 | 2.3 | 433161
IBE_005 | 41.2581 | -1.6888 | A-2 | 770.9 | Congested | Endesa | unknown | 0 | High | 2 | Partner Co-location |  | 5 | 2 | 3 | 5 | 150 | 131 | 53.3 | 79 | TRUE | 60 | 4 | Grid upgrade prerequisite. Partner with DSO. | 266742 |  | 92070 | 34.5 | 305000 | 213500 | 2.3 | 433161
IBE_006 | 41.4018 | -1.5416 | A-2 | 770.9 | Congested | Endesa | unknown | 0 | High | 2 | Partner Co-location |  | 5 | 2 | 3 | 5 | 150 | 131 | 53.3 | 79 | TRUE | 60 | 4 | Grid upgrade prerequisite. Partner with DSO. | 266742 |  | 92070 | 34.5 | 305000 | 213500 | 2.3 | 433161
IBE_007 | 41.589 | -1.0872 | A-2 | 770.9 | Congested | Endesa | unknown | 0 | High | 2 | Partner Co-location |  | 5 | 2 | 3 | 5 | 150 | 131 | 53.3 | 79 | TRUE | 60 | 4 | Grid upgrade prerequisite. Partner with DSO. | 266742 |  | 92070 | 34.5 | 305000 | 213500 | 2.3 | 433161
IBE_008 | 41.5698 | -0.64886 | A-2 | 770.9 | Congested | Endesa | unknown | 0 | High | 3 | New Partner | New site needed | 5 | 2 | 3 | 5 | 150 | 131 | 53.3 | 79 | TRUE | 60 | 4 | Grid upgrade prerequisite. Partner with DSO. | 266742 |  | 92070 | 34.5 | 370000 | 259000 | 2.8 | 387661
IBE_009 | 41.5174 | -0.083468 | A-2 | 770.9 | Congested | Endesa | unknown | 0 | High | 2 | Partner Co-location |  | 5 | 2 | 3 | 5 | 150 | 131 | 53.3 | 79 | TRUE | 60 | 4 | Grid upgrade prerequisite. Partner with DSO. | 266742 |  | 92070 | 34.5 | 305000 | 213500 | 2.3 | 433161
IBE_010 | 41.5194 | 0.45692 | A-2 | 770.9 | Congested | Endesa | unknown | 0 | High | 2 | Partner Co-location | Repsol | 5 | 2 | 3 | 5 | 150 | 131 | 53.3 | 79 | TRUE | 60 | 4 | Grid upgrade prerequisite. Partner with DSO. | 266742 |  | 92070 | 34.5 | 305000 | 213500 | 2.3 | 433161
IBE_011 | 41.6413 | 0.88312 | A-2 | 770.9 | Congested | Endesa | unknown | 0 | High | 1 | Upgrade Iberdrola | Mercadona Mollerussa | 5 | 2 | 3 | 5 | 150 | 131 | 53.3 | 79 | TRUE | 60 | 4 | Grid upgrade prerequisite. Partner with DSO. | 266742 |  | 92070 | 34.5 | 305000 | 213500 | 2.3 | 433161
IBE_012 | 41.5619 | 1.2305 | A-2 | 770.9 | Congested | Endesa | unknown | 0 | High | 3 | New Partner | New site needed | 5 | 2 | 3 | 5 | 150 | 131 | 53.3 | 79 | TRUE | 60 | 4 | Grid upgrade prerequisite. Partner with DSO. | 266742 |  | 92070 | 34.5 | 370000 | 259000 | 2.8 | 387661
IBE_013 | 41.4737 | 1.659 | A-2 | 770.9 | Congested | Endesa | unknown | 0 | High | 2 | Partner Co-location | La Benzinera de Sant Pere | 5 | 2 | 3 | 5 | 150 | 131 | 53.3 | 79 | TRUE | 60 | 4 | Grid upgrade prerequisite. Partner with DSO. | 266742 |  | 92070 | 34.5 | 305000 | 213500 | 2.3 | 433161
IBE_014 | 41.3994 | 1.9824 | A-2 | 770.9 | Congested | Endesa | unknown | 0 | High | 2 | Partner Co-location | EsclatOil | 5 | 2 | 3 | 5 | 150 | 131 | 53.3 | 79 | TRUE | 60 | 4 | Grid upgrade prerequisite. Partner with DSO. | 266742 |  | 92070 | 34.5 | 305000 | 213500 | 2.3 | 433161
IBE_015 | 40.1931 | -3.3018 | A-3 | 426.1 | Moderate | Naturgy | measured | 0.701 | High | 2 | Partner Co-location | Moeve | 4 | 2 | 3 | 5 | 166 | 137 | 73.7 | 109.3 | TRUE | 60 | 2 | Deploy 4-11 chargers. Plan grid expansion. | 213394 |  | 71328 | 33.4 | 157000 | 109900 | 1.5 | 391078
IBE_016 | 40.007 | -2.9684 | A-3 | 426.1 | Congested | Endesa | unknown | 0 | High | 1 | Upgrade Iberdrola |  | 5 | 2 | 3 | 5 | 166 | 137 | 58.9 | 87.5 | TRUE | 60 | 4 | Grid upgrade prerequisite. Partner with DSO. | 266742 |  | 92070 | 34.5 | 305000 | 213500 | 2.3 | 433161
IBE_017 | 39.8501 | -2.4879 | A-3 | 426.1 | Congested | Endesa | unknown | 0 | High | 2 | Partner Co-location | Repsol Villares del Saz | 5 | 2 | 3 | 5 | 166 | 137 | 58.9 | 87.5 | TRUE | 60 | 4 | Grid upgrade prerequisite. Partner with DSO. | 266742 |  | 92070 | 34.5 | 305000 | 213500 | 2.3 | 433161
IBE_018 | 39.9897 | -2.111 | A-3 | 426.1 | Sufficient | Endesa | measured | 20.3 | High | 1 | Upgrade Iberdrola |  | 5 | 2 | 3 | 5 | 166 | 137 | 58.9 | 87.5 | TRUE | 60 | 1 | Deploy full hub (12 chargers). Top priority. | 266742 |  | 92070 | 34.5 | 185000 | 129500 | 1.4 | 517161
IBE_019 | 39.7185 | -1.7978 | A-3 | 426.1 | Sufficient | Endesa | measured | 7.15 | High | 3 | New Partner | New site needed | 5 | 2 | 3 | 5 | 166 | 137 | 58.9 | 87.5 | TRUE | 60 | 1 | Deploy full hub (12 chargers). Top priority. | 266742 |  | 92070 | 34.5 | 250000 | 175000 | 1.9 | 471661
IBE_020 | 39.527 | -1.4481 | A-3 | 426.1 | Sufficient | Endesa | measured | 7.15 | High | 1 | Upgrade Iberdrola |  | 5 | 2 | 3 | 5 | 166 | 137 | 58.9 | 87.5 | TRUE | 60 | 1 | Deploy full hub (12 chargers). Top priority. | 266742 |  | 92070 | 34.5 | 185000 | 129500 | 1.4 | 517161
IBE_021 | 39.4612 | -0.96883 | A-3 | 426.1 | Sufficient | i-DE | measured | 38.17 | High | 2 | Partner Co-location | Área de Servicio Las Moratillas | 5 | 2 | 3 | 5 | 166 | 137 | 58.9 | 87.5 | TRUE | 60 | 1 | Deploy full hub (12 chargers). Top priority. | 266742 |  | 92070 | 34.5 | 185000 | 129500 | 1.4 | 517161
IBE_022 | 39.4721 | -0.66311 | A-3 | 426.1 | Congested | Viesgo | measured | 0.03 | High | 1 | Upgrade Iberdrola |  | 5 | 2 | 3 | 5 | 166 | 137 | 58.9 | 87.5 | TRUE | 60 | 4 | Grid upgrade prerequisite. Partner with DSO. | 266742 |  | 92070 | 34.5 | 305000 | 213500 | 2.3 | 433161
IBE_023 | 40.1025 | -3.8483 | A-4 | 896.5 | Congested | Viesgo | measured | 0.159 | High | 1 | Upgrade Iberdrola |  | 5 | 2 | 3 | 5 | 162 | 137 | 57.5 | 85.3 | TRUE | 60 | 4 | Grid upgrade prerequisite. Partner with DSO. | 266742 |  | 92070 | 34.5 | 305000 | 213500 | 2.3 | 433161
IBE_024 | 39.8078 | -3.9718 | A-4 | 896.5 | Congested | Endesa | unknown | 0 | High | 1 | Upgrade Iberdrola |  | 5 | 2 | 3 | 5 | 162 | 137 | 57.5 | 85.3 | TRUE | 60 | 4 | Grid upgrade prerequisite. Partner with DSO. | 266742 |  | 92070 | 34.5 | 305000 | 213500 | 2.3 | 433161
IBE_025 | 39.5502 | -3.7387 | A-4 | 896.5 | Congested | Endesa | unknown | 0 | High | 3 | New Partner | New site needed | 5 | 2 | 3 | 5 | 162 | 137 | 57.5 | 85.3 | TRUE | 60 | 4 | Grid upgrade prerequisite. Partner with DSO. | 266742 |  | 92070 | 34.5 | 370000 | 259000 | 2.8 | 387661
IBE_026 | 39.2771 | -3.5216 | A-4 | 896.5 | Sufficient | Endesa | measured | 19.83 | High | 1 | Upgrade Iberdrola |  | 5 | 2 | 3 | 5 | 162 | 137 | 57.5 | 85.3 | TRUE | 60 | 1 | Deploy full hub (12 chargers). Top priority. | 266742 |  | 92070 | 34.5 | 185000 | 129500 | 1.4 | 517161
IBE_027 | 39.1231 | -3.8924 | A-4 | 896.5 | Moderate | Naturgy | measured | 0.67 | High | 2 | Partner Co-location | Petronor | 4 | 2 | 3 | 5 | 162 | 137 | 71.9 | 106.7 | TRUE | 60 | 2 | Deploy 4-11 chargers. Plan grid expansion. | 213394 |  | 71328 | 33.4 | 157000 | 109900 | 1.5 | 391078
IBE_028 | 38.7332 | -4.0653 | A-4 | 896.5 | Moderate | Naturgy | measured | 0.84 | High | 1 | Upgrade Iberdrola |  | 5 | 2 | 3 | 5 | 162 | 137 | 57.5 | 85.3 | TRUE | 60 | 2 | Deploy 4-11 chargers. Plan grid expansion. | 266742 |  | 92070 | 34.5 | 185000 | 129500 | 1.4 | 517161
IBE_029 | 38.343 | -3.544 | A-4 | 896.5 | Congested | Endesa | unknown | 0 | High | 2 | Partner Co-location | Repsol | 5 | 2 | 3 | 5 | 162 | 137 | 57.5 | 85.3 | TRUE | 60 | 4 | Grid upgrade prerequisite. Partner with DSO. | 266742 |  | 92070 | 34.5 | 305000 | 213500 | 2.3 | 433161
IBE_030 | 38.0926 | -3.8383 | A-4 | 896.5 | Congested | Endesa | unknown | 0 | High | 2 | Partner Co-location | Estación de Servicio ASC Bailén | 5 | 2 | 3 | 5 | 162 | 137 | 57.5 | 85.3 | TRUE | 60 | 4 | Grid upgrade prerequisite. Partner with DSO. | 266742 |  | 92070 | 34.5 | 305000 | 213500 | 2.3 | 433161
IBE_031 | 37.9964 | -4.336 | A-4 | 896.5 | Congested | Endesa | unknown | 0 | High | 2 | Partner Co-location | Moeve | 5 | 2 | 3 | 5 | 162 | 137 | 57.5 | 85.3 | TRUE | 60 | 4 | Grid upgrade prerequisite. Partner with DSO. | 266742 |  | 92070 | 34.5 | 305000 | 213500 | 2.3 | 433161
IBE_032 | 37.8866 | -4.7639 | A-4 | 896.5 | Congested | Endesa | unknown | 0 | High | 1 | Upgrade Iberdrola |  | 5 | 2 | 3 | 5 | 162 | 137 | 57.5 | 85.3 | TRUE | 60 | 4 | Grid upgrade prerequisite. Partner with DSO. | 266742 |  | 92070 | 34.5 | 305000 | 213500 | 2.3 | 433161
IBE_033 | 37.6979 | -5.1151 | A-4 | 896.5 | Congested | Endesa | unknown | 0 | High | 2 | Partner Co-location | Repsol | 5 | 2 | 3 | 5 | 162 | 137 | 57.5 | 85.3 | TRUE | 60 | 4 | Grid upgrade prerequisite. Partner with DSO. | 266742 |  | 92070 | 34.5 | 305000 | 213500 | 2.3 | 433161
IBE_034 | 37.524 | -5.3066 | A-4 | 896.5 | Congested | Endesa | unknown | 0 | High | 2 | Partner Co-location | Repsol | 5 | 2 | 3 | 5 | 162 | 137 | 57.5 | 85.3 | TRUE | 60 | 4 | Grid upgrade prerequisite. Partner with DSO. | 266742 |  | 92070 | 34.5 | 305000 | 213500 | 2.3 | 433161
IBE_035 | 37.4318 | -5.8391 | A-4 | 896.5 | Congested | Endesa | unknown | 0 | High | 1 | Upgrade Iberdrola |  | 5 | 2 | 3 | 5 | 162 | 137 | 57.5 | 85.3 | TRUE | 60 | 4 | Grid upgrade prerequisite. Partner with DSO. | 266742 |  | 92070 | 34.5 | 305000 | 213500 | 2.3 | 433161
IBE_036 | 37.1276 | -5.926 | A-4 | 896.5 | Congested | Endesa | unknown | 0 | High | 2 | Partner Co-location | Repsol | 5 | 2 | 3 | 5 | 162 | 137 | 57.5 | 85.3 | TRUE | 60 | 4 | Grid upgrade prerequisite. Partner with DSO. | 266742 |  | 92070 | 34.5 | 305000 | 213500 | 2.3 | 433161
IBE_037 | 36.7977 | -6.0581 | A-4 | 896.5 | Congested | Endesa | unknown | 0 | High | 2 | Partner Co-location | Moeve | 5 | 2 | 3 | 5 | 162 | 137 | 57.5 | 85.3 | TRUE | 60 | 4 | Grid upgrade prerequisite. Partner with DSO. | 266742 |  | 92070 | 34.5 | 305000 | 213500 | 2.3 | 433161
IBE_038 | 40.6493 | -4.071 | A-6 | 980.7 | Congested | Naturgy | measured | 0.335 | High | 1 | Upgrade Iberdrola |  | 3 | 2 | 2 | 3 | 92 | 77 | 54.4 | 80.8 | TRUE | 60 | 4 | Grid upgrade prerequisite. Partner with DSO. | 160045 |  | 50586 | 31.6 | 249000 | 174300 | 3.4 | 180995
IBE_039 | 40.725 | -4.2651 | A-6 | 980.7 | Congested | Naturgy | measured | 0.335 | High | 2 | Partner Co-location | Los Llanos | 3 | 2 | 2 | 3 | 92 | 77 | 54.4 | 80.8 | TRUE | 60 | 4 | Grid upgrade prerequisite. Partner with DSO. | 160045 |  | 50586 | 31.6 | 249000 | 174300 | 3.4 | 180995
IBE_040 | 40.9816 | -4.2502 | A-6 | 980.7 | Moderate | Naturgy | measured | 1.285 | High | 2 | Partner Co-location | Suministros Los Olmos | 3 | 2 | 2 | 3 | 92 | 77 | 54.4 | 80.8 | TRUE | 60 | 2 | Deploy 4-11 chargers. Plan grid expansion. | 160045 |  | 50586 | 31.6 | 129000 | 90300 | 1.8 | 264995
IBE_041 | 41.2044 | -4.6294 | A-6 | 980.7 | Congested | Naturgy | measured | 0.488 | High | 3 | New Partner | New site needed | 3 | 2 | 2 | 3 | 92 | 77 | 54.4 | 80.8 | TRUE | 60 | 4 | Grid upgrade prerequisite. Partner with DSO. | 160045 |  | 50586 | 31.6 | 314000 | 219800 | 4.3 | 135495
IBE_042 | 41.4791 | -4.9591 | A-6 | 980.7 | Sufficient | i-DE | measured | 14.76 | High | 2 | Partner Co-location | Coaduero | 3 | 2 | 2 | 3 | 92 | 77 | 54.4 | 80.8 | TRUE | 60 | 1 | Deploy full hub (12 chargers). Top priority. | 160045 |  | 50586 | 31.6 | 129000 | 90300 | 1.8 | 264995
IBE_043 | 41.5031 | -5.468 | A-6 | 980.7 | Sufficient | i-DE | measured | 36 | High | 3 | New Partner | New site needed | 3 | 2 | 2 | 3 | 92 | 77 | 54.4 | 80.8 | TRUE | 60 | 1 | Deploy full hub (12 chargers). Top priority. | 160045 |  | 50586 | 31.6 | 194000 | 135800 | 2.7 | 219495
IBE_044 | 41.6418 | -5.7925 | A-6 | 980.7 | Sufficient | i-DE | measured | 36 | High | 2 | Partner Co-location | Estación de Servicio Losada Montamarta | 3 | 2 | 2 | 3 | 92 | 77 | 54.4 | 80.8 | TRUE | 60 | 1 | Deploy full hub (12 chargers). Top priority. | 160045 |  | 50586 | 31.6 | 129000 | 90300 | 1.8 | 264995
IBE_045 | 41.9872 | -5.6339 | A-6 | 980.7 | Sufficient | Naturgy | measured | 2.192 | High | 1 | Upgrade Iberdrola | Estación de carga Iberdrola | 3 | 2 | 2 | 3 | 92 | 77 | 54.4 | 80.8 | TRUE | 60 | 1 | Deploy full hub (12 chargers). Top priority. | 160045 |  | 50586 | 31.6 | 129000 | 90300 | 1.8 | 264995
IBE_046 | 42.3962 | -5.5954 | A-6 | 980.7 | Sufficient | Naturgy | measured | 2.192 | High | 2 | Partner Co-location |  | 3 | 2 | 2 | 3 | 92 | 77 | 54.4 | 80.8 | TRUE | 60 | 1 | Deploy full hub (12 chargers). Top priority. | 160045 |  | 50586 | 31.6 | 129000 | 90300 | 1.8 | 264995
IBE_047 | 42.6234 | -5.7417 | A-6 | 980.7 | Sufficient | Naturgy | measured | 2.414 | High | 2 | Partner Co-location | Área de descanso | 3 | 2 | 2 | 3 | 92 | 77 | 54.4 | 80.8 | TRUE | 60 | 1 | Deploy full hub (12 chargers). Top priority. | 160045 |  | 50586 | 31.6 | 129000 | 90300 | 1.8 | 264995
IBE_048 | 42.8492 | -5.9942 | A-6 | 980.7 | Congested | Viesgo | measured | 0.111 | High | 3 | New Partner | New site needed | 3 | 2 | 2 | 3 | 92 | 77 | 54.4 | 80.8 | TRUE | 60 | 4 | Grid upgrade prerequisite. Partner with DSO. | 160045 |  | 50586 | 31.6 | 314000 | 219800 | 4.3 | 135495
IBE_049 | 42.6298 | -6.1699 | A-6 | 980.7 | Congested | Naturgy | measured | 0.428 | High | 3 | New Partner | New site needed | 3 | 2 | 2 | 3 | 92 | 77 | 54.4 | 80.8 | TRUE | 60 | 4 | Grid upgrade prerequisite. Partner with DSO. | 160045 |  | 50586 | 31.6 | 314000 | 219800 | 4.3 | 135495
IBE_050 | 42.5647 | -6.6441 | A-6 | 980.7 | Congested | Naturgy | measured | 0.522 | High | 2 | Partner Co-location | Valcarce | 3 | 2 | 2 | 3 | 92 | 77 | 54.4 | 80.8 | TRUE | 60 | 4 | Grid upgrade prerequisite. Partner with DSO. | 160045 |  | 50586 | 31.6 | 249000 | 174300 | 3.4 | 180995
IBE_051 | 42.572 | -7.0427 | A-6 | 980.7 | Sufficient | Naturgy | measured | 2.193 | High | 2 | Partner Co-location | O Muín | 3 | 2 | 2 | 3 | 92 | 77 | 54.4 | 80.8 | TRUE | 60 | 1 | Deploy full hub (12 chargers). Top priority. | 160045 |  | 50586 | 31.6 | 129000 | 90300 | 1.8 | 264995
IBE_052 | 42.4926 | -7.2091 | A-6 | 980.7 | Sufficient | i-DE | measured | 35 | High | 2 | Partner Co-location |  | 3 | 2 | 2 | 3 | 92 | 77 | 54.4 | 80.8 | TRUE | 60 | 1 | Deploy full hub (12 chargers). Top priority. | 160045 |  | 50586 | 31.6 | 129000 | 90300 | 1.8 | 264995
IBE_053 | 42.4471 | -7.5849 | A-6 | 980.7 | Sufficient | Naturgy | measured | 2.285 | High | 3 | New Partner | New site needed | 3 | 2 | 2 | 3 | 92 | 77 | 54.4 | 80.8 | TRUE | 60 | 1 | Deploy full hub (12 chargers). Top priority. | 160045 |  | 50586 | 31.6 | 194000 | 135800 | 2.7 | 219495
IBE_054 | 42.6192 | -7.8056 | A-6 | 980.7 | Sufficient | Naturgy | measured | 3.301 | High | 2 | Partner Co-location | Icos Oil | 3 | 2 | 2 | 3 | 92 | 77 | 54.4 | 80.8 | TRUE | 60 | 1 | Deploy full hub (12 chargers). Top priority. | 160045 |  | 50586 | 31.6 | 129000 | 90300 | 1.8 | 264995
IBE_055 | 42.9206 | -8.0212 | A-6 | 980.7 | Congested | Naturgy | measured | 0.285 | High | 2 | Partner Co-location | Repsol | 3 | 2 | 2 | 3 | 92 | 77 | 54.4 | 80.8 | TRUE | 60 | 4 | Grid upgrade prerequisite. Partner with DSO. | 160045 |  | 50586 | 31.6 | 249000 | 174300 | 3.4 | 180995
IBE_056 | 43.2043 | -8.1778 | A-6 | 980.7 | Sufficient | Naturgy | measured | 10.982 | High | 1 | Upgrade Iberdrola |  | 3 | 2 | 2 | 3 | 92 | 77 | 54.4 | 80.8 | TRUE | 60 | 1 | Deploy full hub (12 chargers). Top priority. | 160045 |  | 50586 | 31.6 | 129000 | 90300 | 1.8 | 264995
IBE_057 | 40.5934 | -6.6143 | A-62 | 474.6 | Sufficient | i-DE | measured | 3 | Medium | 3 | New Partner | New site needed | 3 | 2 | 2 | 3 | 98 | 83 | 58 | 86 | TRUE | 60 | 3 | Deploy standard (8 chargers). Monitor growth. | 160045 |  | 50586 | 31.6 | 194000 | 135800 | 2.7 | 219495
IBE_058 | 40.8091 | -6.1625 | A-62 | 474.6 | Sufficient | i-DE | measured | 112.34 | Medium | 2 | Partner Co-location |  | 3 | 2 | 2 | 3 | 98 | 83 | 58 | 86 | TRUE | 60 | 3 | Deploy standard (8 chargers). Monitor growth. | 160045 |  | 50586 | 31.6 | 129000 | 90300 | 1.8 | 264995
IBE_059 | 40.8854 | -5.9562 | A-62 | 474.6 | Sufficient | i-DE | measured | 2.4 | Medium | 2 | Partner Co-location | Repsol | 3 | 2 | 2 | 3 | 98 | 83 | 58 | 86 | TRUE | 60 | 3 | Deploy standard (8 chargers). Monitor growth. | 160045 |  | 50586 | 31.6 | 129000 | 90300 | 1.8 | 264995
IBE_060 | 41.0725 | -5.5215 | A-62 | 474.6 | Sufficient | i-DE | measured | 2.4 | Medium | 2 | Partner Co-location |  | 3 | 2 | 2 | 3 | 98 | 83 | 58 | 86 | TRUE | 60 | 3 | Deploy standard (8 chargers). Monitor growth. | 160045 |  | 50586 | 31.6 | 129000 | 90300 | 1.8 | 264995
IBE_061 | 41.3164 | -5.2184 | A-62 | 474.6 | Sufficient | i-DE | measured | 36 | Medium | 2 | Partner Co-location | Estación de Servicio Alaejos | 3 | 2 | 2 | 3 | 98 | 83 | 58 | 86 | TRUE | 60 | 3 | Deploy standard (8 chargers). Monitor growth. | 160045 |  | 50586 | 31.6 | 129000 | 90300 | 1.8 | 264995
IBE_062 | 41.4773 | -5.0497 | A-62 | 474.6 | Sufficient | i-DE | measured | 14.76 | Medium | 2 | Partner Co-location |  | 3 | 2 | 2 | 3 | 98 | 83 | 58 | 86 | TRUE | 60 | 3 | Deploy standard (8 chargers). Monitor growth. | 160045 |  | 50586 | 31.6 | 129000 | 90300 | 1.8 | 264995
IBE_063 | 41.755 | -4.6375 | A-62 | 474.6 | Sufficient | i-DE | measured | 14.76 | Medium | 2 | Partner Co-location | Repsol | 3 | 2 | 2 | 3 | 98 | 83 | 58 | 86 | TRUE | 60 | 3 | Deploy standard (8 chargers). Monitor growth. | 160045 |  | 50586 | 31.6 | 129000 | 90300 | 1.8 | 264995
IBE_064 | 42.0562 | -4.2388 | A-62 | 474.6 | Congested | Viesgo | measured | 0.044 | Medium | 2 | Partner Co-location | Moeve | 3 | 2 | 2 | 3 | 98 | 83 | 58 | 86 | TRUE | 60 | 7 | Defer unless strategic. Focus on grid upgrade. | 160045 |  | 50586 | 31.6 | 249000 | 174300 | 3.4 | 180995
IBE_065 | 42.3048 | -3.775 | A-62 | 474.6 | Congested | Viesgo | measured | 0.044 | Medium | 1 | Upgrade Iberdrola |  | 3 | 2 | 2 | 3 | 98 | 83 | 58 | 86 | TRUE | 60 | 7 | Defer unless strategic. Focus on grid upgrade. | 160045 |  | 50586 | 31.6 | 249000 | 174300 | 3.4 | 180995
IBE_066 | 36.4214 | -5.2175 | A-7 | 1081.1 | Congested | Endesa | unknown | 0 | High | 1 | Upgrade Iberdrola |  | 7 | 2 | 4 | 7 | 212 | 179 | 53.8 | 79.8 | TRUE | 60 | 4 | Grid upgrade prerequisite. Partner with DSO. | 373439 |  | 133554 | 35.8 | 361000 | 252700 | 1.9 | 685327
IBE_067 | 36.504 | -4.7333 | A-7 | 1081.1 | Congested | Endesa | unknown | 0 | High | 1 | Upgrade Iberdrola |  | 7 | 2 | 4 | 7 | 212 | 179 | 53.8 | 79.8 | TRUE | 60 | 4 | Grid upgrade prerequisite. Partner with DSO. | 373439 |  | 133554 | 35.8 | 361000 | 252700 | 1.9 | 685327
IBE_068 | 36.7403 | -4.3858 | A-7 | 1081.1 | Congested | Endesa | unknown | 0 | High | 1 | Upgrade Iberdrola |  | 7 | 2 | 4 | 7 | 212 | 179 | 53.8 | 79.8 | TRUE | 60 | 4 | Grid upgrade prerequisite. Partner with DSO. | 373439 |  | 133554 | 35.8 | 361000 | 252700 | 1.9 | 685327
IBE_069 | 36.7665 | -3.8755 | A-7 | 1081.1 | Congested | Endesa | unknown | 0 | High | 2 | Partner Co-location | Moeve | 7 | 2 | 4 | 7 | 212 | 179 | 53.8 | 79.8 | TRUE | 60 | 4 | Grid upgrade prerequisite. Partner with DSO. | 373439 |  | 133554 | 35.8 | 361000 | 252700 | 1.9 | 685327
IBE_070 | 36.71 | -3.4087 | A-7 | 1081.1 | Congested | Endesa | unknown | 0 | High | 2 | Partner Co-location | Moeve | 7 | 2 | 4 | 7 | 212 | 179 | 53.8 | 79.8 | TRUE | 60 | 4 | Grid upgrade prerequisite. Partner with DSO. | 373439 |  | 133554 | 35.8 | 361000 | 252700 | 1.9 | 685327
IBE_071 | 36.7568 | -2.9165 | A-7 | 1081.1 | Congested | Endesa | unknown | 0 | High | 2 | Partner Co-location | Cabasc | 7 | 2 | 4 | 7 | 212 | 179 | 53.8 | 79.8 | TRUE | 60 | 4 | Grid upgrade prerequisite. Partner with DSO. | 373439 |  | 133554 | 35.8 | 361000 | 252700 | 1.9 | 685327
IBE_072 | 36.893 | -2.4443 | A-7 | 1081.1 | Congested | Endesa | unknown | 0 | High | 2 | Partner Co-location | Moeve | 7 | 2 | 4 | 7 | 212 | 179 | 53.8 | 79.8 | TRUE | 60 | 4 | Grid upgrade prerequisite. Partner with DSO. | 373439 |  | 133554 | 35.8 | 361000 | 252700 | 1.9 | 685327
IBE_073 | 37.0465 | -2.0395 | A-7 | 1081.1 | Congested | Endesa | unknown | 0 | High | 3 | New Partner | New site needed | 7 | 2 | 4 | 7 | 212 | 179 | 53.8 | 79.8 | TRUE | 60 | 4 | Grid upgrade prerequisite. Partner with DSO. | 373439 |  | 133554 | 35.8 | 426000 | 298200 | 2.2 | 639827
IBE_074 | 37.3847 | -1.9583 | A-7 | 1081.1 | Congested | Endesa | unknown | 0 | High | 2 | Partner Co-location | Estación de Servicio García | 7 | 2 | 4 | 7 | 212 | 179 | 53.8 | 79.8 | TRUE | 60 | 4 | Grid upgrade prerequisite. Partner with DSO. | 373439 |  | 133554 | 35.8 | 361000 | 252700 | 1.9 | 685327
IBE_075 | 37.6983 | -1.6489 | A-7 | 1081.1 | Sufficient | i-DE | measured | 17.81 | High | 1 | Upgrade Iberdrola |  | 7 | 2 | 4 | 7 | 212 | 179 | 53.8 | 79.8 | TRUE | 60 | 1 | Deploy full hub (12 chargers). Top priority. | 373439 |  | 133554 | 35.8 | 241000 | 168700 | 1.3 | 769327
IBE_076 | 37.9128 | -1.3102 | A-7 | 1081.1 | Sufficient | i-DE | measured | 22.23 | High | 2 | Partner Co-location |  | 7 | 2 | 4 | 7 | 212 | 179 | 53.8 | 79.8 | TRUE | 60 | 1 | Deploy full hub (12 chargers). Top priority. | 373439 |  | 133554 | 35.8 | 241000 | 168700 | 1.3 | 769327
IBE_077 | 38.27 | -1.3238 | A-7 | 1081.1 | Sufficient | i-DE | measured | 4.44 | High | 2 | Partner Co-location | Moeve | 7 | 2 | 4 | 7 | 212 | 179 | 53.8 | 79.8 | TRUE | 60 | 1 | Deploy full hub (12 chargers). Top priority. | 373439 |  | 133554 | 35.8 | 241000 | 168700 | 1.3 | 769327
IBE_078 | 38.6197 | -1.0409 | A-7 | 1081.1 | Sufficient | i-DE | measured | 19.85 | High | 1 | Upgrade Iberdrola |  | 7 | 2 | 4 | 7 | 212 | 179 | 53.8 | 79.8 | TRUE | 60 | 1 | Deploy full hub (12 chargers). Top priority. | 373439 |  | 133554 | 35.8 | 241000 | 168700 | 1.3 | 769327
IBE_079 | 38.9085 | -0.69674 | A-7 | 1081.1 | Sufficient | i-DE | measured | 7.78 | High | 1 | Upgrade Iberdrola |  | 7 | 2 | 4 | 7 | 212 | 179 | 53.8 | 79.8 | TRUE | 60 | 1 | Deploy full hub (12 chargers). Top priority. | 373439 |  | 133554 | 35.8 | 241000 | 168700 | 1.3 | 769327
IBE_080 | 39.2789 | -0.4599 | A-7 | 1081.1 | Sufficient | i-DE | measured | 5.1 | High | 2 | Partner Co-location | Font de Mussa | 7 | 2 | 4 | 7 | 212 | 179 | 53.8 | 79.8 | TRUE | 60 | 1 | Deploy full hub (12 chargers). Top priority. | 373439 |  | 133554 | 35.8 | 241000 | 168700 | 1.3 | 769327
IBE_081 | 39.4961 | -0.53131 | A-7 | 1081.1 | Congested | Viesgo | measured | 0.03 | High | 1 | Upgrade Iberdrola |  | 7 | 2 | 4 | 7 | 212 | 179 | 53.8 | 79.8 | TRUE | 60 | 4 | Grid upgrade prerequisite. Partner with DSO. | 373439 |  | 133554 | 35.8 | 361000 | 252700 | 1.9 | 685327
IBE_082 | 39.8076 | -0.15969 | A-7 | 1081.1 | Congested | Viesgo | measured | 0.111 | High | 2 | Partner Co-location |  | 7 | 2 | 4 | 7 | 212 | 179 | 53.8 | 79.8 | TRUE | 60 | 4 | Grid upgrade prerequisite. Partner with DSO. | 373439 |  | 133554 | 35.8 | 361000 | 252700 | 1.9 | 685327
IBE_083 | 40.1215 | 0.13326 | A-7 | 1081.1 | Congested | Viesgo | measured | 0.111 | High | 2 | Partner Co-location | Eni | 7 | 2 | 4 | 7 | 212 | 179 | 53.8 | 79.8 | TRUE | 60 | 4 | Grid upgrade prerequisite. Partner with DSO. | 373439 |  | 133554 | 35.8 | 361000 | 252700 | 1.9 | 685327
IBE_084 | 40.4819 | 0.41793 | A-7 | 1081.1 | Congested | Endesa | unknown | 0 | High | 1 | Upgrade Iberdrola |  | 7 | 2 | 4 | 7 | 212 | 179 | 53.8 | 79.8 | TRUE | 60 | 4 | Grid upgrade prerequisite. Partner with DSO. | 373439 |  | 133554 | 35.8 | 361000 | 252700 | 1.9 | 685327
IBE_085 | 40.8319 | 0.73869 | A-7 | 1081.1 | Congested | Endesa | unknown | 0 | High | 2 | Partner Co-location |  | 7 | 2 | 4 | 7 | 212 | 179 | 53.8 | 79.8 | TRUE | 60 | 4 | Grid upgrade prerequisite. Partner with DSO. | 373439 |  | 133554 | 35.8 | 361000 | 252700 | 1.9 | 685327
IBE_086 | 41.12 | 1.1462 | A-7 | 1081.1 | Congested | Endesa | unknown | 0 | High | 1 | Upgrade Iberdrola |  | 7 | 2 | 4 | 7 | 212 | 179 | 53.8 | 79.8 | TRUE | 60 | 4 | Grid upgrade prerequisite. Partner with DSO. | 373439 |  | 133554 | 35.8 | 361000 | 252700 | 1.9 | 685327
IBE_087 | 43.3348 | -3.3152 | A-8 | 849.3 | Congested | Viesgo | measured | 0.044 | High | 1 | Upgrade Iberdrola |  | 4 | 2 | 3 | 4 | 121 | 103 | 53.7 | 79.7 | TRUE | 60 | 4 | Grid upgrade prerequisite. Partner with DSO. | 213394 |  | 71328 | 33.4 | 277000 | 193900 | 2.7 | 307078
IBE_088 | 43.4152 | -3.5769 | A-8 | 849.3 | Congested | Viesgo | measured | 0.118 | High | 1 | Upgrade Iberdrola |  | 4 | 2 | 3 | 4 | 121 | 103 | 53.7 | 79.7 | TRUE | 60 | 4 | Grid upgrade prerequisite. Partner with DSO. | 213394 |  | 71328 | 33.4 | 277000 | 193900 | 2.7 | 307078
IBE_089 | 43.4053 | -3.8231 | A-8 | 849.3 | Congested | Viesgo | measured | 0.139 | High | 1 | Upgrade Iberdrola |  | 4 | 2 | 3 | 4 | 121 | 103 | 53.7 | 79.7 | TRUE | 60 | 4 | Grid upgrade prerequisite. Partner with DSO. | 213394 |  | 71328 | 33.4 | 277000 | 193900 | 2.7 | 307078
IBE_090 | 43.398 | -4.1688 | A-8 | 849.3 | Congested | Viesgo | measured | 0.173 | High | 1 | Upgrade Iberdrola |  | 4 | 2 | 3 | 4 | 121 | 103 | 53.7 | 79.7 | TRUE | 60 | 4 | Grid upgrade prerequisite. Partner with DSO. | 213394 |  | 71328 | 33.4 | 277000 | 193900 | 2.7 | 307078
IBE_091 | 43.3788 | -4.6418 | A-8 | 849.3 | Congested | Viesgo | measured | 0.069 | High | 1 | Upgrade Iberdrola |  | 4 | 2 | 3 | 4 | 121 | 103 | 53.7 | 79.7 | TRUE | 60 | 4 | Grid upgrade prerequisite. Partner with DSO. | 213394 |  | 71328 | 33.4 | 277000 | 193900 | 2.7 | 307078
IBE_092 | 43.3634 | -5.0355 | A-8 | 849.3 | Congested | Viesgo | measured | 0.055 | High | 3 | New Partner | New site needed | 4 | 2 | 3 | 4 | 121 | 103 | 53.7 | 79.7 | TRUE | 60 | 4 | Grid upgrade prerequisite. Partner with DSO. | 213394 |  | 71328 | 33.4 | 342000 | 239400 | 3.4 | 261578
IBE_093 | 43.3571 | -5.4485 | A-8 | 849.3 | Congested | Viesgo | measured | 0.069 | High | 2 | Partner Co-location | Galp | 4 | 2 | 3 | 4 | 121 | 103 | 53.7 | 79.7 | TRUE | 60 | 4 | Grid upgrade prerequisite. Partner with DSO. | 213394 |  | 71328 | 33.4 | 277000 | 193900 | 2.7 | 307078
IBE_094 | 43.3767 | -5.9841 | A-8 | 849.3 | Congested | Viesgo | measured | 0.069 | High | 1 | Upgrade Iberdrola |  | 4 | 2 | 3 | 4 | 121 | 103 | 53.7 | 79.7 | TRUE | 60 | 4 | Grid upgrade prerequisite. Partner with DSO. | 213394 |  | 71328 | 33.4 | 277000 | 193900 | 2.7 | 307078
IBE_095 | 43.3725 | -6.3662 | A-8 | 849.3 | Congested | Viesgo | measured | 0.111 | High | 1 | Upgrade Iberdrola |  | 4 | 2 | 3 | 4 | 121 | 103 | 53.7 | 79.7 | TRUE | 60 | 4 | Grid upgrade prerequisite. Partner with DSO. | 213394 |  | 71328 | 33.4 | 277000 | 193900 | 2.7 | 307078
IBE_096 | 43.5469 | -6.8705 | A-8 | 849.3 | Congested | Viesgo | measured | 0.055 | High | 2 | Partner Co-location |  | 4 | 2 | 3 | 4 | 121 | 103 | 53.7 | 79.7 | TRUE | 60 | 4 | Grid upgrade prerequisite. Partner with DSO. | 213394 |  | 71328 | 33.4 | 277000 | 193900 | 2.7 | 307078
IBE_097 | 43.3338 | -7.0823 | A-8 | 849.3 | Congested | Endesa | measured | 0.028 | High | 3 | New Partner | New site needed | 4 | 2 | 3 | 4 | 121 | 103 | 53.7 | 79.7 | TRUE | 60 | 4 | Grid upgrade prerequisite. Partner with DSO. | 213394 |  | 71328 | 33.4 | 342000 | 239400 | 3.4 | 261578
IBE_098 | 43.3628 | -7.4526 | A-8 | 849.3 | Congested | Endesa | measured | 0.068 | High | 1 | Upgrade Iberdrola |  | 4 | 2 | 3 | 4 | 121 | 103 | 53.7 | 79.7 | TRUE | 60 | 4 | Grid upgrade prerequisite. Partner with DSO. | 213394 |  | 71328 | 33.4 | 277000 | 193900 | 2.7 | 307078
IBE_099 | 43.0536 | -7.6895 | A-8 | 849.3 | Congested | Endesa | measured | 0.111 | High | 3 | New Partner | New site needed | 4 | 2 | 3 | 4 | 121 | 103 | 53.7 | 79.7 | TRUE | 60 | 4 | Grid upgrade prerequisite. Partner with DSO. | 213394 |  | 71328 | 33.4 | 342000 | 239400 | 3.4 | 261578
IBE_100 | 42.9674 | -8.143 | A-8 | 849.3 | Congested | Naturgy | measured | 0.285 | High | 2 | Partner Co-location | Repsol Teiraboa | 4 | 2 | 3 | 4 | 121 | 103 | 53.7 | 79.7 | TRUE | 60 | 4 | Grid upgrade prerequisite. Partner with DSO. | 213394 |  | 71328 | 33.4 | 277000 | 193900 | 2.7 | 307078
IBE_101 | 43.0354 | -8.3938 | A-8 | 849.3 | Congested | Naturgy | measured | 0.567 | High | 2 | Partner Co-location | Estación de servicio Ordes | 4 | 2 | 3 | 4 | 121 | 103 | 53.7 | 79.7 | TRUE | 60 | 4 | Grid upgrade prerequisite. Partner with DSO. | 213394 |  | 71328 | 33.4 | 277000 | 193900 | 2.7 | 307078
IBE_102 | 42.4914 | -3.3774 | AP-1 | 305.2 | Congested | Viesgo | measured | 0.044 | Low | 3 | New Partner | New site needed | 3 | 2 | 2 | 3 | 74 | 62 | 43.8 | 65 | TRUE | 60 | 9 | Skip for 2027. Revisit next cycle. | 160045 |  | 50586 | 31.6 | 314000 | 219800 | 4.3 | 135495
IBE_103 | 42.68 | -3.0123 | AP-1 | 305.2 | Moderate | i-DE | measured | 1.03 | Low | 1 | Upgrade Iberdrola |  | 3 | 2 | 2 | 3 | 74 | 62 | 43.8 | 65 | TRUE | 60 | 8 | Only at existing Iberdrola/partner. Monitor. | 160045 |  | 50586 | 31.6 | 129000 | 90300 | 1.8 | 264995
IBE_104 | 42.8049 | -2.8085 | AP-1 | 305.2 | Moderate | i-DE | measured | 1.03 | Low | 1 | Upgrade Iberdrola |  | 3 | 2 | 2 | 3 | 74 | 62 | 43.8 | 65 | TRUE | 60 | 8 | Only at existing Iberdrola/partner. Monitor. | 160045 |  | 50586 | 31.6 | 129000 | 90300 | 1.8 | 264995
IBE_105 | 43.0981 | -2.4335 | AP-1 | 305.2 | Sufficient | i-DE | measured | 3.52 | Low | 1 | Upgrade Iberdrola |  | 3 | 2 | 2 | 3 | 74 | 62 | 43.8 | 65 | TRUE | 60 | 6 | Deploy minimum (4 chargers). Revisit 2028+. | 160045 |  | 50586 | 31.6 | 129000 | 90300 | 1.8 | 264995
IBE_106 | 43.2853 | -2.2252 | AP-1 | 305.2 | Sufficient | i-DE | measured | 3.52 | Low | 2 | Partner Co-location |  | 3 | 2 | 2 | 3 | 74 | 62 | 43.8 | 65 | TRUE | 60 | 6 | Deploy minimum (4 chargers). Revisit 2028+. | 160045 |  | 50586 | 31.6 | 129000 | 90300 | 1.8 | 264995
IBE_107 | 43.3297 | -1.8026 | AP-1 | 305.2 | Sufficient | i-DE | measured | 3.52 | Low | 1 | Upgrade Iberdrola |  | 3 | 2 | 2 | 3 | 74 | 62 | 43.8 | 65 | TRUE | 60 | 6 | Deploy minimum (4 chargers). Revisit 2028+. | 160045 |  | 50586 | 31.6 | 129000 | 90300 | 1.8 | 264995
IBE_108 | 42.9406 | -2.7664 | AP-68 | 341.2 | Moderate | i-DE | measured | 1.03 | Low | 1 | Upgrade Iberdrola |  | 3 | 2 | 2 | 3 | 81 | 70 | 47.9 | 71.1 | TRUE | 60 | 8 | Only at existing Iberdrola/partner. Monitor. | 160045 |  | 50586 | 31.6 | 129000 | 90300 | 1.8 | 264995
IBE_109 | 42.4472 | -2.3366 | AP-68 | 341.2 | Moderate | i-DE | measured | 1.03 | Low | 2 | Partner Co-location | Avia | 3 | 2 | 2 | 3 | 81 | 70 | 47.9 | 71.1 | TRUE | 60 | 8 | Only at existing Iberdrola/partner. Monitor. | 160045 |  | 50586 | 31.6 | 129000 | 90300 | 1.8 | 264995
IBE_110 | 42.1468 | -2.0969 | AP-68 | 341.2 | Sufficient | i-DE | measured | 7 | Low | 3 | New Partner | New site needed | 3 | 2 | 2 | 3 | 81 | 70 | 47.9 | 71.1 | TRUE | 60 | 6 | Deploy minimum (4 chargers). Revisit 2028+. | 160045 |  | 50586 | 31.6 | 194000 | 135800 | 2.7 | 219495
IBE_111 | 42.065 | -1.668 | AP-68 | 341.2 | Sufficient | i-DE | measured | 27 | Low | 1 | Upgrade Iberdrola |  | 3 | 2 | 2 | 3 | 81 | 70 | 47.9 | 71.1 | TRUE | 60 | 6 | Deploy minimum (4 chargers). Revisit 2028+. | 160045 |  | 50586 | 31.6 | 129000 | 90300 | 1.8 | 264995
IBE_112 | 41.8191 | -1.2851 | AP-68 | 341.2 | Congested | Endesa | unknown | 0 | Low | 2 | Partner Co-location |  | 3 | 2 | 2 | 3 | 81 | 70 | 47.9 | 71.1 | TRUE | 60 | 9 | Skip for 2027. Revisit next cycle. | 160045 |  | 50586 | 31.6 | 249000 | 174300 | 3.4 | 180995
IBE_113 | 36.4331 | -5.1618 | AP-7 | 1512.2 | Congested | Endesa | unknown | 0 | High | 1 | Upgrade Iberdrola |  | 3 | 2 | 2 | 3 | 78 | 66 | 46.2 | 68.5 | TRUE | 60 | 4 | Grid upgrade prerequisite. Partner with DSO. | 160045 |  | 50586 | 31.6 | 249000 | 174300 | 3.4 | 180995
IBE_114 | 36.7201 | -4.4124 | AP-7 | 1512.2 | Congested | Endesa | unknown | 0 | High | 1 | Upgrade Iberdrola |  | 3 | 2 | 2 | 3 | 78 | 66 | 46.2 | 68.5 | TRUE | 60 | 4 | Grid upgrade prerequisite. Partner with DSO. | 160045 |  | 50586 | 31.6 | 249000 | 174300 | 3.4 | 180995
IBE_115 | 36.7511 | -3.9601 | AP-7 | 1512.2 | Congested | Endesa | unknown | 0 | High | 2 | Partner Co-location | Estación de Servicio BP Torrox | 3 | 2 | 2 | 3 | 78 | 66 | 46.2 | 68.5 | TRUE | 60 | 4 | Grid upgrade prerequisite. Partner with DSO. | 160045 |  | 50586 | 31.6 | 249000 | 174300 | 3.4 | 180995
IBE_116 | 36.739 | -3.4866 | AP-7 | 1512.2 | Congested | Endesa | unknown | 0 | High | 1 | Upgrade Iberdrola | Iberdrola | 3 | 2 | 2 | 3 | 78 | 66 | 46.2 | 68.5 | TRUE | 60 | 4 | Grid upgrade prerequisite. Partner with DSO. | 160045 |  | 50586 | 31.6 | 249000 | 174300 | 3.4 | 180995
IBE_117 | 36.7518 | -3.1576 | AP-7 | 1512.2 | Congested | Endesa | unknown | 0 | High | 2 | Partner Co-location | Estación de Servicio Vista Alegre | 3 | 2 | 2 | 3 | 78 | 66 | 46.2 | 68.5 | TRUE | 60 | 4 | Grid upgrade prerequisite. Partner with DSO. | 160045 |  | 50586 | 31.6 | 249000 | 174300 | 3.4 | 180995
IBE_118 | 36.8127 | -2.6412 | AP-7 | 1512.2 | Congested | Endesa | unknown | 0 | High | 1 | Upgrade Iberdrola |  | 3 | 2 | 2 | 3 | 78 | 66 | 46.2 | 68.5 | TRUE | 60 | 4 | Grid upgrade prerequisite. Partner with DSO. | 160045 |  | 50586 | 31.6 | 249000 | 174300 | 3.4 | 180995
IBE_119 | 36.9042 | -2.2127 | AP-7 | 1512.2 | Congested | Endesa | unknown | 0 | High | 2 | Partner Co-location | Repsol | 3 | 2 | 2 | 3 | 78 | 66 | 46.2 | 68.5 | TRUE | 60 | 4 | Grid upgrade prerequisite. Partner with DSO. | 160045 |  | 50586 | 31.6 | 249000 | 174300 | 3.4 | 180995
IBE_120 | 37.1968 | -1.9117 | AP-7 | 1512.2 | Congested | Endesa | unknown | 0 | High | 1 | Upgrade Iberdrola |  | 3 | 2 | 2 | 3 | 78 | 66 | 46.2 | 68.5 | TRUE | 60 | 4 | Grid upgrade prerequisite. Partner with DSO. | 160045 |  | 50586 | 31.6 | 249000 | 174300 | 3.4 | 180995
IBE_121 | 37.4156 | -1.6962 | AP-7 | 1512.2 | Sufficient | i-DE | measured | 24.12 | High | 3 | New Partner | New site needed | 3 | 2 | 2 | 3 | 78 | 66 | 46.2 | 68.5 | TRUE | 60 | 1 | Deploy full hub (12 chargers). Top priority. | 160045 |  | 50586 | 31.6 | 194000 | 135800 | 2.7 | 219495
IBE_122 | 37.6059 | -1.4713 | AP-7 | 1512.2 | Sufficient | i-DE | measured | 22.23 | High | 3 | New Partner | New site needed | 3 | 2 | 2 | 3 | 78 | 66 | 46.2 | 68.5 | TRUE | 60 | 1 | Deploy full hub (12 chargers). Top priority. | 160045 |  | 50586 | 31.6 | 194000 | 135800 | 2.7 | 219495
IBE_123 | 37.8111 | -1.2117 | AP-7 | 1512.2 | Sufficient | i-DE | measured | 22.85 | High | 3 | New Partner | New site needed | 3 | 2 | 2 | 3 | 78 | 66 | 46.2 | 68.5 | TRUE | 60 | 1 | Deploy full hub (12 chargers). Top priority. | 160045 |  | 50586 | 31.6 | 194000 | 135800 | 2.7 | 219495
IBE_124 | 38.0641 | -1.1074 | AP-7 | 1512.2 | Congested | Viesgo | measured | 0.022 | High | 1 | Upgrade Iberdrola |  | 3 | 2 | 2 | 3 | 78 | 66 | 46.2 | 68.5 | TRUE | 60 | 4 | Grid upgrade prerequisite. Partner with DSO. | 160045 |  | 50586 | 31.6 | 249000 | 174300 | 3.4 | 180995
IBE_125 | 38.3002 | -0.65012 | AP-7 | 1512.2 | Congested | Viesgo | measured | 0.1 | High | 1 | Upgrade Iberdrola |  | 3 | 2 | 2 | 3 | 78 | 66 | 46.2 | 68.5 | TRUE | 60 | 4 | Grid upgrade prerequisite. Partner with DSO. | 160045 |  | 50586 | 31.6 | 249000 | 174300 | 3.4 | 180995
IBE_126 | 38.5257 | -0.25089 | AP-7 | 1512.2 | Sufficient | i-DE | measured | 6.69 | High | 1 | Upgrade Iberdrola |  | 3 | 2 | 2 | 3 | 78 | 66 | 46.2 | 68.5 | TRUE | 60 | 1 | Deploy full hub (12 chargers). Top priority. | 160045 |  | 50586 | 31.6 | 129000 | 90300 | 1.8 | 264995
IBE_127 | 38.7247 | 0.062568 | AP-7 | 1512.2 | Sufficient | i-DE | measured | 4.84 | High | 1 | Upgrade Iberdrola |  | 3 | 2 | 2 | 3 | 78 | 66 | 46.2 | 68.5 | TRUE | 60 | 1 | Deploy full hub (12 chargers). Top priority. | 160045 |  | 50586 | 31.6 | 129000 | 90300 | 1.8 | 264995
IBE_128 | 38.9254 | -0.16503 | AP-7 | 1512.2 | Moderate | i-DE | measured | 1.51 | High | 1 | Upgrade Iberdrola |  | 3 | 2 | 2 | 3 | 78 | 66 | 46.2 | 68.5 | TRUE | 60 | 2 | Deploy 4-11 chargers. Plan grid expansion. | 160045 |  | 50586 | 31.6 | 129000 | 90300 | 1.8 | 264995
IBE_129 | 39.2911 | -0.40269 | AP-7 | 1512.2 | Sufficient | i-DE | measured | 5.1 | High | 2 | Partner Co-location | BP | 3 | 2 | 2 | 3 | 78 | 66 | 46.2 | 68.5 | TRUE | 60 | 1 | Deploy full hub (12 chargers). Top priority. | 160045 |  | 50586 | 31.6 | 129000 | 90300 | 1.8 | 264995
IBE_130 | 39.6617 | -0.30507 | AP-7 | 1512.2 | Congested | Viesgo | measured | 0.091 | High | 1 | Upgrade Iberdrola |  | 3 | 2 | 2 | 3 | 78 | 66 | 46.2 | 68.5 | TRUE | 60 | 4 | Grid upgrade prerequisite. Partner with DSO. | 160045 |  | 50586 | 31.6 | 249000 | 174300 | 3.4 | 180995
IBE_131 | 39.9832 | -0.088072 | AP-7 | 1512.2 | Congested | Viesgo | measured | 0.111 | High | 1 | Upgrade Iberdrola |  | 3 | 2 | 2 | 3 | 78 | 66 | 46.2 | 68.5 | TRUE | 60 | 4 | Grid upgrade prerequisite. Partner with DSO. | 160045 |  | 50586 | 31.6 | 249000 | 174300 | 3.4 | 180995
IBE_132 | 40.27 | 0.23615 | AP-7 | 1512.2 | Congested | Endesa | unknown | 0 | High | 2 | Partner Co-location | Castell Xivert | 3 | 2 | 2 | 3 | 78 | 66 | 46.2 | 68.5 | TRUE | 60 | 4 | Grid upgrade prerequisite. Partner with DSO. | 160045 |  | 50586 | 31.6 | 249000 | 174300 | 3.4 | 180995
IBE_133 | 40.4976 | 0.46405 | AP-7 | 1512.2 | Congested | Endesa | unknown | 0 | High | 1 | Upgrade Iberdrola |  | 3 | 2 | 2 | 3 | 78 | 66 | 46.2 | 68.5 | TRUE | 60 | 4 | Grid upgrade prerequisite. Partner with DSO. | 160045 |  | 50586 | 31.6 | 249000 | 174300 | 3.4 | 180995
IBE_134 | 40.8144 | 0.70822 | AP-7 | 1512.2 | Congested | Endesa | unknown | 0 | High | 2 | Partner Co-location | Avia | 3 | 2 | 2 | 3 | 78 | 66 | 46.2 | 68.5 | TRUE | 60 | 4 | Grid upgrade prerequisite. Partner with DSO. | 160045 |  | 50586 | 31.6 | 249000 | 174300 | 3.4 | 180995
IBE_135 | 41.1007 | 1.1074 | AP-7 | 1512.2 | Congested | Endesa | unknown | 0 | High | 1 | Upgrade Iberdrola |  | 3 | 2 | 2 | 3 | 78 | 66 | 46.2 | 68.5 | TRUE | 60 | 4 | Grid upgrade prerequisite. Partner with DSO. | 160045 |  | 50586 | 31.6 | 249000 | 174300 | 3.4 | 180995
IBE_136 | 41.2093 | 1.585 | AP-7 | 1512.2 | Congested | Endesa | unknown | 0 | High | 2 | Partner Co-location | AGRICOLA CALAFELL, SCCL | 3 | 2 | 2 | 3 | 78 | 66 | 46.2 | 68.5 | TRUE | 60 | 4 | Grid upgrade prerequisite. Partner with DSO. | 160045 |  | 50586 | 31.6 | 249000 | 174300 | 3.4 | 180995
IBE_137 | 41.2866 | 1.9995 | AP-7 | 1512.2 | Congested | Endesa | unknown | 0 | High | 2 | Partner Co-location | Petrocat | 3 | 2 | 2 | 3 | 78 | 66 | 46.2 | 68.5 | TRUE | 60 | 4 | Grid upgrade prerequisite. Partner with DSO. | 160045 |  | 50586 | 31.6 | 249000 | 174300 | 3.4 | 180995
IBE_138 | 41.5844 | 2.299 | AP-7 | 1512.2 | Congested | Endesa | unknown | 0 | High | 2 | Partner Co-location | Galp | 3 | 2 | 2 | 3 | 78 | 66 | 46.2 | 68.5 | TRUE | 60 | 4 | Grid upgrade prerequisite. Partner with DSO. | 160045 |  | 50586 | 31.6 | 249000 | 174300 | 3.4 | 180995
IBE_139 | 41.7694 | 2.6947 | AP-7 | 1512.2 | Congested | Endesa | unknown | 0 | High | 2 | Partner Co-location |  | 3 | 2 | 2 | 3 | 78 | 66 | 46.2 | 68.5 | TRUE | 60 | 4 | Grid upgrade prerequisite. Partner with DSO. | 160045 |  | 50586 | 31.6 | 249000 | 174300 | 3.4 | 180995
IBE_140 | 42.0788 | 2.8898 | AP-7 | 1512.2 | Congested | Endesa | unknown | 0 | High | 2 | Partner Co-location | Repsol | 3 | 2 | 2 | 3 | 78 | 66 | 46.2 | 68.5 | TRUE | 60 | 4 | Grid upgrade prerequisite. Partner with DSO. | 160045 |  | 50586 | 31.6 | 249000 | 174300 | 3.4 | 180995
IBE_141 | 42.3276 | 3.0893 | AP-7 | 1512.2 | Congested | Endesa | unknown | 0 | High | 2 | Partner Co-location |  | 3 | 2 | 2 | 3 | 78 | 66 | 46.2 | 68.5 | TRUE | 60 | 4 | Grid upgrade prerequisite. Partner with DSO. | 160045 |  | 50586 | 31.6 | 249000 | 174300 | 3.4 | 180995
IBE_142 | 40.7455 | -3.5721 | A-1 | 603.8 | Sufficient | i-DE | measured | 9.53 | High | 2 | Partner Co-location | Repsol | 6 | 2 | 4 | 6 | 172 | 150 | 50.9 | 75.5 | FALSE | 100 | 1 | Deploy full hub (12 chargers). Top priority. | 320090 |  | 112812 | 35.2 | 213000 | 149100 | 1.3 | 643244
IBE_143 | 40.8735 | -3.602 | A-1 | 603.8 | Sufficient | i-DE | measured | 9.53 | High | 2 | Partner Co-location |  | 6 | 2 | 4 | 6 | 172 | 150 | 50.9 | 75.5 | FALSE | 100 | 1 | Deploy full hub (12 chargers). Top priority. | 320090 |  | 112812 | 35.2 | 213000 | 149100 | 1.3 | 643244
IBE_144 | 41.1311 | -3.5839 | A-1 | 603.8 | Congested | Naturgy | measured | 0.045 | High | 2 | Partner Co-location |  | 6 | 2 | 4 | 6 | 172 | 150 | 50.9 | 75.5 | FALSE | 100 | 4 | Grid upgrade prerequisite. Partner with DSO. | 320090 |  | 112812 | 35.2 | 333000 | 233100 | 2.1 | 559244
IBE_145 | 41.4478 | -3.6782 | A-1 | 603.8 | Congested | Naturgy | measured | 0.045 | High | 2 | Partner Co-location | Estación de Servicio Nevada | 6 | 2 | 4 | 6 | 172 | 150 | 50.9 | 75.5 | FALSE | 100 | 4 | Grid upgrade prerequisite. Partner with DSO. | 320090 |  | 112812 | 35.2 | 333000 | 233100 | 2.1 | 559244
IBE_146 | 41.6296 | -3.687 | A-1 | 603.8 | Congested | Naturgy | measured | 0.045 | High | 1 | Upgrade Iberdrola |  | 6 | 2 | 4 | 6 | 172 | 150 | 50.9 | 75.5 | FALSE | 100 | 4 | Grid upgrade prerequisite. Partner with DSO. | 320090 |  | 112812 | 35.2 | 333000 | 233100 | 2.1 | 559244
IBE_147 | 42.0179 | -3.7572 | A-1 | 603.8 | Congested | Viesgo | measured | 0.044 | High | 1 | Upgrade Iberdrola |  | 6 | 2 | 4 | 6 | 172 | 150 | 50.9 | 75.5 | FALSE | 100 | 4 | Grid upgrade prerequisite. Partner with DSO. | 320090 |  | 112812 | 35.2 | 333000 | 233100 | 2.1 | 559244
IBE_148 | 42.3388 | -3.6117 | A-1 | 603.8 | Congested | Viesgo | measured | 0.044 | High | 1 | Upgrade Iberdrola |  | 6 | 2 | 4 | 6 | 172 | 150 | 50.9 | 75.5 | FALSE | 100 | 4 | Grid upgrade prerequisite. Partner with DSO. | 320090 |  | 112812 | 35.2 | 333000 | 233100 | 2.1 | 559244
IBE_149 | 42.6379 | -3.2155 | A-1 | 603.8 | Congested | Viesgo | measured | 0.044 | High | 2 | Partner Co-location | Estación de Servicio AN Mivisa | 6 | 2 | 4 | 6 | 172 | 150 | 50.9 | 75.5 | FALSE | 100 | 4 | Grid upgrade prerequisite. Partner with DSO. | 320090 |  | 112812 | 35.2 | 333000 | 233100 | 2.1 | 559244
IBE_150 | 42.7831 | -2.8235 | A-1 | 603.8 | Moderate | i-DE | measured | 1.03 | High | 1 | Upgrade Iberdrola |  | 6 | 2 | 4 | 6 | 172 | 150 | 50.9 | 75.5 | FALSE | 100 | 2 | Deploy 4-11 chargers. Plan grid expansion. | 320090 |  | 112812 | 35.2 | 213000 | 149100 | 1.3 | 643244
IBE_151 | 42.8639 | -2.3258 | A-1 | 603.8 | Moderate | i-DE | measured | 1 | High | 2 | Partner Co-location | Moeve | 6 | 2 | 4 | 6 | 172 | 150 | 50.9 | 75.5 | FALSE | 100 | 2 | Deploy 4-11 chargers. Plan grid expansion. | 320090 |  | 112812 | 35.2 | 213000 | 149100 | 1.3 | 643244
IBE_152 | 43.093 | -2.1211 | A-1 | 603.8 | Sufficient | i-DE | measured | 3.52 | High | 1 | Upgrade Iberdrola |  | 6 | 2 | 4 | 6 | 172 | 150 | 50.9 | 75.5 | FALSE | 100 | 1 | Deploy full hub (12 chargers). Top priority. | 320090 |  | 112812 | 35.2 | 213000 | 149100 | 1.3 | 643244
IBE_153 | 42.9234 | -2.0029 | A-10 | 47.1 | Moderate | i-DE | measured | 1 | Low | 2 | Partner Co-location | Moeve | 6 | 2 | 5 | 8 | 244 | 206 | 72.2 | 107.1 | FALSE | 100 | 8 | Only at existing Iberdrola/partner. Monitor. | 320090 |  | 112812 | 35.2 | 213000 | 149100 | 1.3 | 643244
IBE_154 | 41.6148 | -4.1879 | A-11 | 157.4 | Congested | Naturgy | measured | 0.045 | Low | 1 | Upgrade Iberdrola |  | 5 | 2 | 3 | 5 | 142 | 120 | 50.4 | 74.8 | FALSE | 100 | 9 | Skip for 2027. Revisit next cycle. | 266742 |  | 92070 | 34.5 | 305000 | 213500 | 2.3 | 433161
IBE_155 | 41.6383 | -3.6328 | A-11 | 157.4 | Congested | Naturgy | measured | 0.045 | Low | 1 | Upgrade Iberdrola |  | 5 | 2 | 3 | 5 | 142 | 120 | 50.4 | 74.8 | FALSE | 100 | 9 | Skip for 2027. Revisit next cycle. | 266742 |  | 92070 | 34.5 | 305000 | 213500 | 2.3 | 433161
IBE_156 | 41.5878 | -3.0718 | A-11 | 157.4 | Congested | Endesa | unknown | 0 | Low | 1 | Upgrade Iberdrola |  | 5 | 2 | 3 | 5 | 142 | 120 | 50.4 | 74.8 | FALSE | 100 | 9 | Skip for 2027. Revisit next cycle. | 266742 |  | 92070 | 34.5 | 305000 | 213500 | 2.3 | 433161
IBE_157 | 42.4168 | -2.6665 | A-12 | 224.1 | Moderate | i-DE | measured | 1.03 | Low | 2 | Partner Co-location | Area de descanso de peregrinos | 4 | 2 | 2 | 4 | 110 | 92 | 48.8 | 72.4 | FALSE | 100 | 8 | Only at existing Iberdrola/partner. Monitor. | 213394 |  | 71328 | 33.4 | 157000 | 109900 | 1.5 | 391078
IBE_158 | 42.4756 | -2.3384 | A-12 | 224.1 | Moderate | i-DE | measured | 1.03 | Low | 2 | Partner Co-location | Avia | 4 | 2 | 2 | 4 | 110 | 92 | 48.8 | 72.4 | FALSE | 100 | 8 | Only at existing Iberdrola/partner. Monitor. | 213394 |  | 71328 | 33.4 | 157000 | 109900 | 1.5 | 391078
IBE_159 | 42.6776 | -1.8975 | A-12 | 224.1 | Moderate | i-DE | measured | 1 | Low | 1 | Upgrade Iberdrola |  | 4 | 2 | 2 | 4 | 110 | 92 | 48.8 | 72.4 | FALSE | 100 | 8 | Only at existing Iberdrola/partner. Monitor. | 213394 |  | 71328 | 33.4 | 157000 | 109900 | 1.5 | 391078
IBE_160 | 42.6782 | -1.4567 | A-12 | 224.1 | Moderate | i-DE | measured | 1 | Low | 2 | Partner Co-location |  | 4 | 2 | 2 | 4 | 110 | 92 | 48.8 | 72.4 | FALSE | 100 | 8 | Only at existing Iberdrola/partner. Monitor. | 213394 |  | 71328 | 33.4 | 157000 | 109900 | 1.5 | 391078
IBE_161 | 41.1623 | -2.4172 | A-15 | 554.3 | Congested | Endesa | unknown | 0 | Medium | 2 | Partner Co-location |  | 2 | 2 | 2 | 2 | 58 | 49 | 51.5 | 76.4 | FALSE | 100 | 7 | Defer unless strategic. Focus on grid upgrade. | 106697 |  | 29844 | 28 | 221000 | 154700 | 5.2 | 54912
IBE_162 | 41.7546 | -1.9567 | A-15 | 554.3 | Sufficient | Endesa | measured | 9.48 | Medium | 2 | Partner Co-location |  | 2 | 2 | 2 | 2 | 58 | 49 | 51.5 | 76.4 | FALSE | 100 | 3 | Deploy standard (8 chargers). Monitor growth. | 106697 |  | 29844 | 28 | 101000 | 70700 | 2.4 | 138912
IBE_163 | 42.1184 | -1.7471 | A-15 | 554.3 | Sufficient | i-DE | measured | 23 | Medium | 1 | Upgrade Iberdrola |  | 2 | 2 | 2 | 2 | 58 | 49 | 51.5 | 76.4 | FALSE | 100 | 3 | Deploy standard (8 chargers). Monitor growth. | 106697 |  | 29844 | 28 | 101000 | 70700 | 2.4 | 138912
IBE_164 | 42.5204 | -1.663 | A-15 | 554.3 | Moderate | i-DE | measured | 1 | Medium | 1 | Upgrade Iberdrola | AN Energéticos - Olite | 2 | 2 | 2 | 2 | 58 | 49 | 51.5 | 76.4 | FALSE | 100 | 5 | Deploy minimum (4 chargers). Grid constrains expansion. | 106697 |  | 29844 | 28 | 101000 | 70700 | 2.4 | 138912
IBE_165 | 42.8616 | -1.745 | A-15 | 554.3 | Moderate | i-DE | measured | 1 | Medium | 1 | Upgrade Iberdrola |  | 2 | 2 | 2 | 2 | 58 | 49 | 51.5 | 76.4 | FALSE | 100 | 5 | Deploy minimum (4 chargers). Grid constrains expansion. | 106697 |  | 29844 | 28 | 101000 | 70700 | 2.4 | 138912
IBE_166 | 43.188 | -2.0224 | A-15 | 554.3 | Sufficient | i-DE | measured | 3.52 | Medium | 1 | Upgrade Iberdrola |  | 2 | 2 | 2 | 2 | 58 | 49 | 51.5 | 76.4 | FALSE | 100 | 3 | Deploy standard (8 chargers). Monitor growth. | 106697 |  | 29844 | 28 | 101000 | 70700 | 2.4 | 138912
IBE_167 | 43.2655 | -1.9615 | A-15 | 554.3 | Sufficient | i-DE | measured | 3.52 | Medium | 1 | Upgrade Iberdrola |  | 2 | 2 | 2 | 2 | 58 | 49 | 51.5 | 76.4 | FALSE | 100 | 3 | Deploy standard (8 chargers). Monitor growth. | 106697 |  | 29844 | 28 | 101000 | 70700 | 2.4 | 138912
IBE_168 | 43.0788 | -1.9469 | A-15 | 554.3 | Sufficient | i-DE | measured | 1.85 | Medium | 1 | Upgrade Iberdrola |  | 2 | 2 | 2 | 2 | 58 | 49 | 51.5 | 76.4 | FALSE | 100 | 3 | Deploy standard (8 chargers). Monitor growth. | 106697 |  | 29844 | 28 | 101000 | 70700 | 2.4 | 138912
IBE_169 | 42.7868 | -1.6572 | A-15 | 554.3 | Moderate | i-DE | measured | 1 | Medium | 1 | Upgrade Iberdrola |  | 2 | 2 | 2 | 2 | 58 | 49 | 51.5 | 76.4 | FALSE | 100 | 5 | Deploy minimum (4 chargers). Grid constrains expansion. | 106697 |  | 29844 | 28 | 101000 | 70700 | 2.4 | 138912
IBE_170 | 42.6228 | -1.1087 | A-21 | 98.3 | Sufficient | i-DE | measured | 33.73 | Low | 3 | New Partner | New site needed | 8 | 2 | 5 | 8 | 264 | 223 | 58.6 | 86.9 | FALSE | 100 | 6 | Deploy minimum (4 chargers). Revisit 2028+. | 426787 |  | 154296 | 36.2 | 334000 | 233800 | 1.5 | 849911
IBE_171 | 42.068 | -0.059927 | A-22 | 136.3 | Congested | Endesa | unknown | 0 | Low | 2 | Partner Co-location | Repsol | 5 | 2 | 3 | 5 | 148 | 125 | 52.5 | 78 | FALSE | 100 | 9 | Skip for 2027. Revisit next cycle. | 266742 |  | 92070 | 34.5 | 305000 | 213500 | 2.3 | 433161
IBE_172 | 41.833 | 0.30531 | A-22 | 136.3 | Congested | Endesa | unknown | 0 | Low | 2 | Partner Co-location | Estación de Servicio Repsol | 5 | 2 | 3 | 5 | 148 | 125 | 52.5 | 78 | FALSE | 100 | 9 | Skip for 2027. Revisit next cycle. | 266742 |  | 92070 | 34.5 | 305000 | 213500 | 2.3 | 433161
IBE_173 | 39.8661 | -0.5162 | A-23 | 567.8 | Sufficient | i-DE | measured | 7.91 | Medium | 2 | Partner Co-location | COOP.SAGRADO CORAZON DE ALTURA | 3 | 2 | 2 | 3 | 101 | 85 | 59.8 | 88.7 | FALSE | 100 | 3 | Deploy standard (8 chargers). Monitor growth. | 160045 |  | 50586 | 31.6 | 129000 | 90300 | 1.8 | 264995
IBE_174 | 40.0868 | -0.72853 | A-23 | 567.8 | Congested | Endesa | unknown | 0 | Medium | 2 | Partner Co-location | Galp | 3 | 2 | 2 | 3 | 101 | 85 | 59.8 | 88.7 | FALSE | 100 | 7 | Defer unless strategic. Focus on grid upgrade. | 160045 |  | 50586 | 31.6 | 249000 | 174300 | 3.4 | 180995
IBE_175 | 40.3569 | -1.1086 | A-23 | 567.8 | Congested | Endesa | unknown | 0 | Medium | 2 | Partner Co-location | CIVERA | 3 | 2 | 2 | 3 | 101 | 85 | 59.8 | 88.7 | FALSE | 100 | 7 | Defer unless strategic. Focus on grid upgrade. | 160045 |  | 50586 | 31.6 | 249000 | 174300 | 3.4 | 180995
IBE_176 | 40.6714 | -1.1053 | A-23 | 567.8 | Congested | Endesa | unknown | 0 | Medium | 2 | Partner Co-location | Cereales Teruel | 3 | 2 | 2 | 3 | 101 | 85 | 59.8 | 88.7 | FALSE | 100 | 7 | Defer unless strategic. Focus on grid upgrade. | 160045 |  | 50586 | 31.6 | 249000 | 174300 | 3.4 | 180995
IBE_177 | 40.9138 | -1.2768 | A-23 | 567.8 | Congested | Endesa | unknown | 0 | Medium | 2 | Partner Co-location | Repsol | 3 | 2 | 2 | 3 | 101 | 85 | 59.8 | 88.7 | FALSE | 100 | 7 | Defer unless strategic. Focus on grid upgrade. | 160045 |  | 50586 | 31.6 | 249000 | 174300 | 3.4 | 180995
IBE_178 | 41.2151 | -1.2487 | A-23 | 567.8 | Congested | Endesa | unknown | 0 | Medium | 2 | Partner Co-location | COOP.VILLARREAL | 3 | 2 | 2 | 3 | 101 | 85 | 59.8 | 88.7 | FALSE | 100 | 7 | Defer unless strategic. Focus on grid upgrade. | 160045 |  | 50586 | 31.6 | 249000 | 174300 | 3.4 | 180995
IBE_179 | 41.5032 | -1.0527 | A-23 | 567.8 | Congested | Endesa | unknown | 0 | Medium | 3 | New Partner | New site needed | 3 | 2 | 2 | 3 | 101 | 85 | 59.8 | 88.7 | FALSE | 100 | 7 | Defer unless strategic. Focus on grid upgrade. | 160045 |  | 50586 | 31.6 | 314000 | 219800 | 4.3 | 135495
IBE_180 | 41.8691 | -0.79929 | A-23 | 567.8 | Congested | Endesa | unknown | 0 | Medium | 2 | Partner Co-location | Estación de Servicio Repsol Zuera | 3 | 2 | 2 | 3 | 101 | 85 | 59.8 | 88.7 | FALSE | 100 | 7 | Defer unless strategic. Focus on grid upgrade. | 160045 |  | 50586 | 31.6 | 249000 | 174300 | 3.4 | 180995
IBE_181 | 42.0606 | -0.45123 | A-23 | 567.8 | Congested | Endesa | unknown | 0 | Medium | 2 | Partner Co-location | Moeve | 3 | 2 | 2 | 3 | 101 | 85 | 59.8 | 88.7 | FALSE | 100 | 7 | Defer unless strategic. Focus on grid upgrade. | 160045 |  | 50586 | 31.6 | 249000 | 174300 | 3.4 | 180995
IBE_182 | 42.4088 | -0.38749 | A-23 | 567.8 | Congested | Endesa | unknown | 0 | Medium | 2 | Partner Co-location |  | 3 | 2 | 2 | 3 | 101 | 85 | 59.8 | 88.7 | FALSE | 100 | 7 | Defer unless strategic. Focus on grid upgrade. | 160045 |  | 50586 | 31.6 | 249000 | 174300 | 3.4 | 180995
IBE_183 | 38.7931 | -1.728 | A-30 | 256.6 | Sufficient | i-DE | measured | 19.85 | Medium | 2 | Partner Co-location | Repsol | 5 | 2 | 3 | 5 | 145 | 122 | 51.5 | 76.4 | FALSE | 100 | 3 | Deploy standard (8 chargers). Monitor growth. | 266742 |  | 92070 | 34.5 | 185000 | 129500 | 1.4 | 517161
IBE_184 | 38.414 | -1.5719 | A-30 | 256.6 | Sufficient | i-DE | measured | 4.44 | Medium | 2 | Partner Co-location | Moeve | 5 | 2 | 3 | 5 | 145 | 122 | 51.5 | 76.4 | FALSE | 100 | 3 | Deploy standard (8 chargers). Monitor growth. | 266742 |  | 92070 | 34.5 | 185000 | 129500 | 1.4 | 517161
IBE_185 | 38.1642 | -1.3035 | A-30 | 256.6 | Sufficient | i-DE | measured | 4.44 | Medium | 2 | Partner Co-location | Moeve | 5 | 2 | 3 | 5 | 145 | 122 | 51.5 | 76.4 | FALSE | 100 | 3 | Deploy standard (8 chargers). Monitor growth. | 266742 |  | 92070 | 34.5 | 185000 | 129500 | 1.4 | 517161
IBE_186 | 37.9303 | -1.1844 | A-30 | 256.6 | Sufficient | i-DE | measured | 21.73 | Medium | 1 | Upgrade Iberdrola | Calle Mayor (El Palmar) | 5 | 2 | 3 | 5 | 145 | 122 | 51.5 | 76.4 | FALSE | 100 | 3 | Deploy standard (8 chargers). Monitor growth. | 266742 |  | 92070 | 34.5 | 185000 | 129500 | 1.4 | 517161
IBE_187 | 37.6224 | -0.94702 | A-30 | 256.6 | Sufficient | i-DE | measured | 21.41 | Medium | 1 | Upgrade Iberdrola |  | 5 | 2 | 3 | 5 | 145 | 122 | 51.5 | 76.4 | FALSE | 100 | 3 | Deploy standard (8 chargers). Monitor growth. | 266742 |  | 92070 | 34.5 | 185000 | 129500 | 1.4 | 517161
IBE_188 | 38.875 | -1.3525 | A-31 | 167.5 | Sufficient | i-DE | measured | 19.85 | Medium | 2 | Partner Co-location |  | 8 | 2 | 5 | 8 | 271 | 229 | 60.1 | 89.2 | FALSE | 100 | 3 | Deploy standard (8 chargers). Monitor growth. | 426787 |  | 154296 | 36.2 | 269000 | 188300 | 1.2 | 895411
IBE_189 | 38.7029 | -0.92336 | A-31 | 167.5 | Sufficient | i-DE | measured | 31.16 | Medium | 1 | Upgrade Iberdrola |  | 8 | 2 | 5 | 8 | 271 | 229 | 60.1 | 89.2 | FALSE | 100 | 3 | Deploy standard (8 chargers). Monitor growth. | 426787 |  | 154296 | 36.2 | 269000 | 188300 | 1.2 | 895411
IBE_190 | 38.351 | -0.6649 | A-31 | 167.5 | Sufficient | i-DE | measured | 10.45 | Medium | 1 | Upgrade Iberdrola |  | 8 | 2 | 5 | 8 | 271 | 229 | 60.1 | 89.2 | FALSE | 100 | 3 | Deploy standard (8 chargers). Monitor growth. | 426787 |  | 154296 | 36.2 | 269000 | 188300 | 1.2 | 895411
IBE_191 | 38.0953 | -3.1423 | A-32 | 98.1 | Congested | Endesa | unknown | 0 | Low | 2 | Partner Co-location | Moeve | 7 | 2 | 5 | 7 | 234 | 197 | 59.3 | 88.1 | FALSE | 100 | 9 | Skip for 2027. Revisit next cycle. | 373439 |  | 133554 | 35.8 | 361000 | 252700 | 1.9 | 685327
IBE_192 | 38.8673 | -0.78474 | A-35 | 77.6 | Sufficient | i-DE | measured | 47.78 | Low | 1 | Upgrade Iberdrola |  | 7 | 2 | 4 | 7 | 211 | 178 | 53.5 | 79.4 | FALSE | 100 | 6 | Deploy minimum (4 chargers). Revisit 2028+. | 373439 |  | 133554 | 35.8 | 241000 | 168700 | 1.3 | 769327
IBE_193 | 39.6557 | -3.6579 | A-40 | 183.8 | Congested | Endesa | unknown | 0 | Medium | 3 | New Partner | New site needed | 6 | 2 | 4 | 6 | 199 | 171 | 58.9 | 87.4 | FALSE | 100 | 7 | Defer unless strategic. Focus on grid upgrade. | 320090 |  | 112812 | 35.2 | 398000 | 278600 | 2.5 | 513744
IBE_194 | 39.4039 | -3.507 | A-40 | 183.8 | Sufficient | Endesa | measured | 19.83 | Medium | 2 | Partner Co-location | EESS Combustibles gutierrez | 6 | 2 | 4 | 6 | 199 | 171 | 58.9 | 87.4 | FALSE | 100 | 3 | Deploy standard (8 chargers). Monitor growth. | 320090 |  | 112812 | 35.2 | 213000 | 149100 | 1.3 | 643244
IBE_195 | 39.2262 | -3.7709 | A-40 | 183.8 | Moderate | Naturgy | measured | 0.67 | Medium | 2 | Partner Co-location | COOP. NTRA. SRA FE | 4 | 2 | 4 | 6 | 199 | 171 | 88.3 | 131 | FALSE | 100 | 5 | Deploy minimum (4 chargers). Grid constrains expansion. | 213394 |  | 71328 | 33.4 | 157000 | 109900 | 1.5 | 391078
IBE_196 | 40.1005 | -3.7037 | A-42 | 99.5 | Congested | Viesgo | measured | 0.173 | Medium | 2 | Partner Co-location | Shell | 17 | 2 | 11 | 17 | 566 | 494 | 59.1 | 87.7 | FALSE | 100 | 7 | Defer unless strategic. Focus on grid upgrade. | 906923 |  | 340974 | 37.6 | 641000 | 448700 | 1.3 | 1946159
IBE_197 | 39.003 | -3.7799 | A-43 | 283.8 | Moderate | Naturgy | measured | 0.67 | Low | 2 | Partner Co-location | Moeve | 2 | 2 | 2 | 2 | 67 | 57 | 59.5 | 88.2 | FALSE | 100 | 8 | Only at existing Iberdrola/partner. Monitor. | 106697 |  | 29844 | 28 | 101000 | 70700 | 2.4 | 138912
IBE_198 | 39.0165 | -3.3385 | A-43 | 283.8 | Congested | Endesa | unknown | 0 | Low | 2 | Partner Co-location | Yuntero | 2 | 2 | 2 | 2 | 67 | 57 | 59.5 | 88.2 | FALSE | 100 | 9 | Skip for 2027. Revisit next cycle. | 106697 |  | 29844 | 28 | 221000 | 154700 | 5.2 | 54912
IBE_199 | 39.1677 | -2.8213 | A-43 | 283.8 | Congested | Endesa | unknown | 0 | Low | 3 | New Partner | New site needed | 2 | 2 | 2 | 2 | 67 | 57 | 59.5 | 88.2 | FALSE | 100 | 9 | Skip for 2027. Revisit next cycle. | 106697 |  | 29844 | 28 | 286000 | 200200 | 6.7 | 9412
IBE_200 | 39.3289 | -2.4594 | A-43 | 283.8 | Congested | Endesa | unknown | 0 | Low | 2 | Partner Co-location | Estación de Servicio Ven y Ven | 2 | 2 | 2 | 2 | 67 | 57 | 59.5 | 88.2 | FALSE | 100 | 9 | Skip for 2027. Revisit next cycle. | 106697 |  | 29844 | 28 | 221000 | 154700 | 5.2 | 54912
IBE_201 | 39.5045 | -2.2671 | A-43 | 283.8 | Sufficient | Endesa | measured | 18.83 | Low | 1 | Upgrade Iberdrola |  | 2 | 2 | 2 | 2 | 67 | 57 | 59.5 | 88.2 | FALSE | 100 | 6 | Deploy minimum (4 chargers). Revisit 2028+. | 106697 |  | 29844 | 28 | 101000 | 70700 | 2.4 | 138912
IBE_202 | 37.7854 | -3.7835 | A-44 | 263.8 | Congested | Endesa | unknown | 0 | Medium | 2 | Partner Co-location | Plenergy | 4 | 2 | 3 | 4 | 115 | 97 | 51 | 75.7 | FALSE | 100 | 7 | Defer unless strategic. Focus on grid upgrade. | 213394 |  | 71328 | 33.4 | 277000 | 193900 | 2.7 | 307078
IBE_203 | 37.5943 | -3.6863 | A-44 | 263.8 | Congested | Endesa | unknown | 0 | Medium | 3 | New Partner | New site needed | 4 | 2 | 3 | 4 | 115 | 97 | 51 | 75.7 | FALSE | 100 | 7 | Defer unless strategic. Focus on grid upgrade. | 213394 |  | 71328 | 33.4 | 342000 | 239400 | 3.4 | 261578
IBE_204 | 37.2892 | -3.6583 | A-44 | 263.8 | Congested | Endesa | unknown | 0 | Medium | 2 | Partner Co-location | Estación de Servicio BP Cubillas | 4 | 2 | 3 | 4 | 115 | 97 | 51 | 75.7 | FALSE | 100 | 7 | Defer unless strategic. Focus on grid upgrade. | 213394 |  | 71328 | 33.4 | 277000 | 193900 | 2.7 | 307078
IBE_205 | 36.961 | -3.5478 | A-44 | 263.8 | Congested | Endesa | unknown | 0 | Medium | 2 | Partner Co-location | Estación de Servicio Lemans | 4 | 2 | 3 | 4 | 115 | 97 | 51 | 75.7 | FALSE | 100 | 7 | Defer unless strategic. Focus on grid upgrade. | 213394 |  | 71328 | 33.4 | 277000 | 193900 | 2.7 | 307078
IBE_206 | 36.7362 | -3.4437 | A-44 | 263.8 | Congested | Endesa | unknown | 0 | Medium | 1 | Upgrade Iberdrola | Iberdrola | 4 | 2 | 3 | 4 | 115 | 97 | 51 | 75.7 | FALSE | 100 | 7 | Defer unless strategic. Focus on grid upgrade. | 213394 |  | 71328 | 33.4 | 277000 | 193900 | 2.7 | 307078
IBE_207 | 37.462 | -4.5781 | A-45 | 190.8 | Congested | Endesa | unknown | 0 | Low | 2 | Partner Co-location | Estación de Servicio El Cañuelo | 5 | 2 | 3 | 5 | 143 | 120 | 50.8 | 75.3 | FALSE | 100 | 9 | Skip for 2027. Revisit next cycle. | 266742 |  | 92070 | 34.5 | 305000 | 213500 | 2.3 | 433161
IBE_208 | 37.2534 | -4.5297 | A-45 | 190.8 | Congested | Endesa | unknown | 0 | Low | 2 | Partner Co-location | GUADAGENIL | 5 | 2 | 3 | 5 | 143 | 120 | 50.8 | 75.3 | FALSE | 100 | 9 | Skip for 2027. Revisit next cycle. | 266742 |  | 92070 | 34.5 | 305000 | 213500 | 2.3 | 433161
IBE_209 | 36.9254 | -4.4473 | A-45 | 190.8 | Congested | Endesa | unknown | 0 | Low | 2 | Partner Co-location | Repsol | 5 | 2 | 3 | 5 | 143 | 120 | 50.8 | 75.3 | FALSE | 100 | 9 | Skip for 2027. Revisit next cycle. | 266742 |  | 92070 | 34.5 | 305000 | 213500 | 2.3 | 433161
IBE_210 | 37.3386 | -7.011 | A-49 | 180.1 | Congested | Endesa | unknown | 0 | Low | 3 | New Partner | New site needed | 4 | 2 | 3 | 4 | 133 | 112 | 59 | 87.6 | FALSE | 100 | 9 | Skip for 2027. Revisit next cycle. | 213394 |  | 71328 | 33.4 | 342000 | 239400 | 3.4 | 261578
IBE_211 | 37.3268 | -6.8285 | A-49 | 180.1 | Congested | Endesa | unknown | 0 | Low | 2 | Partner Co-location | Moeve | 4 | 2 | 3 | 4 | 133 | 112 | 59 | 87.6 | FALSE | 100 | 9 | Skip for 2027. Revisit next cycle. | 213394 |  | 71328 | 33.4 | 277000 | 193900 | 2.7 | 307078
IBE_212 | 37.3611 | -6.2746 | A-49 | 180.1 | Congested | Endesa | unknown | 0 | Low | 1 | Upgrade Iberdrola |  | 4 | 2 | 3 | 4 | 133 | 112 | 59 | 87.6 | FALSE | 100 | 9 | Skip for 2027. Revisit next cycle. | 213394 |  | 71328 | 33.4 | 277000 | 193900 | 2.7 | 307078
IBE_213 | 40.2134 | -4.0957 | A-5 | 466.7 | Moderate | Naturgy | measured | 0.981 | High | 2 | Partner Co-location |  | 5 | 2 | 3 | 5 | 153 | 134 | 54.3 | 80.6 | FALSE | 100 | 2 | Deploy 4-11 chargers. Plan grid expansion. | 266742 |  | 92070 | 34.5 | 185000 | 129500 | 1.4 | 517161
IBE_214 | 40.0472 | -4.3925 | A-5 | 466.7 | Moderate | i-DE | measured | 0.91 | High | 1 | Upgrade Iberdrola |  | 5 | 2 | 3 | 5 | 153 | 134 | 54.3 | 80.6 | FALSE | 100 | 2 | Deploy 4-11 chargers. Plan grid expansion. | 266742 |  | 92070 | 34.5 | 185000 | 129500 | 1.4 | 517161
IBE_215 | 39.9589 | -4.8252 | A-5 | 466.7 | Moderate | i-DE | measured | 0.91 | High | 1 | Upgrade Iberdrola |  | 5 | 2 | 3 | 5 | 153 | 134 | 54.3 | 80.6 | FALSE | 100 | 2 | Deploy 4-11 chargers. Plan grid expansion. | 266742 |  | 92070 | 34.5 | 185000 | 129500 | 1.4 | 517161
IBE_216 | 39.706 | -5.0752 | A-5 | 466.7 | Congested | Endesa | unknown | 0 | High | 3 | New Partner | New site needed | 5 | 2 | 3 | 5 | 153 | 134 | 54.3 | 80.6 | FALSE | 100 | 4 | Grid upgrade prerequisite. Partner with DSO. | 266742 |  | 92070 | 34.5 | 370000 | 259000 | 2.8 | 387661
IBE_217 | 39.4402 | -5.2738 | A-5 | 466.7 | Sufficient | i-DE | measured | 3.62 | High | 2 | Partner Co-location | repsol | 5 | 2 | 3 | 5 | 153 | 134 | 54.3 | 80.6 | FALSE | 100 | 1 | Deploy full hub (12 chargers). Top priority. | 266742 |  | 92070 | 34.5 | 185000 | 129500 | 1.4 | 517161
IBE_218 | 39.337 | -5.4575 | A-5 | 466.7 | Sufficient | i-DE | measured | 3.62 | High | 2 | Partner Co-location | Repsol | 5 | 2 | 3 | 5 | 153 | 134 | 54.3 | 80.6 | FALSE | 100 | 1 | Deploy full hub (12 chargers). Top priority. | 266742 |  | 92070 | 34.5 | 185000 | 129500 | 1.4 | 517161
IBE_219 | 39.1683 | -5.8835 | A-5 | 466.7 | Congested | Endesa | unknown | 0 | High | 2 | Partner Co-location |  | 5 | 2 | 3 | 5 | 153 | 134 | 54.3 | 80.6 | FALSE | 100 | 4 | Grid upgrade prerequisite. Partner with DSO. | 266742 |  | 92070 | 34.5 | 305000 | 213500 | 2.3 | 433161
IBE_220 | 38.9373 | -6.3027 | A-5 | 466.7 | Congested | Endesa | unknown | 0 | High | 1 | Upgrade Iberdrola |  | 5 | 2 | 3 | 5 | 153 | 134 | 54.3 | 80.6 | FALSE | 100 | 4 | Grid upgrade prerequisite. Partner with DSO. | 266742 |  | 92070 | 34.5 | 305000 | 213500 | 2.3 | 433161
IBE_221 | 38.8666 | -6.799 | A-5 | 466.7 | Congested | Endesa | unknown | 0 | High | 2 | Partner Co-location | Estación de Servicio Shell Talavera La Real | 5 | 2 | 3 | 5 | 153 | 134 | 54.3 | 80.6 | FALSE | 100 | 4 | Grid upgrade prerequisite. Partner with DSO. | 266742 |  | 92070 | 34.5 | 305000 | 213500 | 2.3 | 433161
IBE_222 | 41.3128 | -4.3048 | A-50 | 116.4 | Congested | Naturgy | measured | 0.488 | Low | 2 | Partner Co-location |  | 4 | 2 | 2 | 4 | 110 | 93 | 48.8 | 72.4 | FALSE | 100 | 9 | Skip for 2027. Revisit next cycle. | 213394 |  | 71328 | 33.4 | 277000 | 193900 | 2.7 | 307078
IBE_223 | 41.5356 | -4.6518 | A-50 | 116.4 | Sufficient | i-DE | measured | 14.76 | Low | 1 | Upgrade Iberdrola |  | 4 | 2 | 2 | 4 | 110 | 93 | 48.8 | 72.4 | FALSE | 100 | 6 | Deploy minimum (4 chargers). Revisit 2028+. | 213394 |  | 71328 | 33.4 | 157000 | 109900 | 1.5 | 391078
IBE_224 | 42.3103 | -8.1689 | A-52 | 340.1 | Moderate | Naturgy | measured | 0.644 | Medium | 2 | Partner Co-location | Petronor | 4 | 2 | 3 | 4 | 115 | 97 | 51 | 75.7 | FALSE | 100 | 5 | Deploy minimum (4 chargers). Grid constrains expansion. | 213394 |  | 71328 | 33.4 | 157000 | 109900 | 1.5 | 391078
IBE_225 | 42.3451 | -7.8783 | A-52 | 340.1 | Moderate | Naturgy | measured | 0.692 | Medium | 2 | Partner Co-location | Peréz rumbao | 4 | 2 | 3 | 4 | 115 | 97 | 51 | 75.7 | FALSE | 100 | 5 | Deploy minimum (4 chargers). Grid constrains expansion. | 213394 |  | 71328 | 33.4 | 157000 | 109900 | 1.5 | 391078
IBE_226 | 42.0622 | -7.6803 | A-52 | 340.1 | Moderate | Naturgy | measured | 0.795 | Medium | 2 | Partner Co-location | Estación de Servizo de Abavides | 4 | 2 | 3 | 4 | 115 | 97 | 51 | 75.7 | FALSE | 100 | 5 | Deploy minimum (4 chargers). Grid constrains expansion. | 213394 |  | 71328 | 33.4 | 157000 | 109900 | 1.5 | 391078
IBE_227 | 41.9891 | -7.2442 | A-52 | 340.1 | Moderate | Naturgy | measured | 0.846 | Medium | 2 | Partner Co-location | O Viaxeiro | 4 | 2 | 3 | 4 | 115 | 97 | 51 | 75.7 | FALSE | 100 | 5 | Deploy minimum (4 chargers). Grid constrains expansion. | 213394 |  | 71328 | 33.4 | 157000 | 109900 | 1.5 | 391078
IBE_228 | 42.0409 | -6.7094 | A-52 | 340.1 | Sufficient | Endesa | measured | 13.06 | Medium | 3 | New Partner | New site needed | 4 | 2 | 3 | 4 | 115 | 97 | 51 | 75.7 | FALSE | 100 | 3 | Deploy standard (8 chargers). Monitor growth. | 213394 |  | 71328 | 33.4 | 222000 | 155400 | 2.2 | 345578
IBE_229 | 42.0087 | -6.1307 | A-52 | 340.1 | Moderate | Naturgy | measured | 1.408 | Medium | 3 | New Partner | New site needed | 4 | 2 | 3 | 4 | 115 | 97 | 51 | 75.7 | FALSE | 100 | 5 | Deploy minimum (4 chargers). Grid constrains expansion. | 213394 |  | 71328 | 33.4 | 222000 | 155400 | 2.2 | 345578
IBE_230 | 42.1761 | -8.6244 | A-55 | 69.6 | Sufficient | Naturgy | measured | 3.456 | Low | 1 | Upgrade Iberdrola |  | 7 | 2 | 5 | 7 | 232 | 196 | 58.8 | 87.3 | FALSE | 100 | 6 | Deploy minimum (4 chargers). Revisit 2028+. | 373439 |  | 133554 | 35.8 | 241000 | 168700 | 1.3 | 769327
IBE_231 | 43.4575 | -5.5087 | A-64 | 84 | Congested | Viesgo | measured | 0.173 | Low | 2 | Partner Co-location |  | 7 | 2 | 4 | 7 | 208 | 176 | 52.7 | 78.3 | FALSE | 100 | 9 | Skip for 2027. Revisit next cycle. | 373439 |  | 133554 | 35.8 | 361000 | 252700 | 1.9 | 685327
IBE_232 | 37.7435 | -5.9351 | A-66 | 1087.8 | Congested | Endesa | unknown | 0 | High | 3 | New Partner | New site needed | 3 | 2 | 2 | 3 | 90 | 76 | 53.3 | 79 | FALSE | 100 | 4 | Grid upgrade prerequisite. Partner with DSO. | 160045 |  | 50586 | 31.6 | 314000 | 219800 | 4.3 | 135495
IBE_233 | 38.1732 | -6.1938 | A-66 | 1087.8 | Congested | Endesa | unknown | 0 | High | 3 | New Partner | New site needed | 3 | 2 | 2 | 3 | 90 | 76 | 53.3 | 79 | FALSE | 100 | 4 | Grid upgrade prerequisite. Partner with DSO. | 160045 |  | 50586 | 31.6 | 314000 | 219800 | 4.3 | 135495
IBE_234 | 38.4783 | -6.359 | A-66 | 1087.8 | Congested | Endesa | unknown | 0 | High | 3 | New Partner | New site needed | 3 | 2 | 2 | 3 | 90 | 76 | 53.3 | 79 | FALSE | 100 | 4 | Grid upgrade prerequisite. Partner with DSO. | 160045 |  | 50586 | 31.6 | 314000 | 219800 | 4.3 | 135495
IBE_235 | 38.9309 | -6.3376 | A-66 | 1087.8 | Congested | Endesa | unknown | 0 | High | 1 | Upgrade Iberdrola |  | 3 | 2 | 2 | 3 | 90 | 76 | 53.3 | 79 | FALSE | 100 | 4 | Grid upgrade prerequisite. Partner with DSO. | 160045 |  | 50586 | 31.6 | 249000 | 174300 | 3.4 | 180995
IBE_236 | 39.2573 | -6.1117 | A-66 | 1087.8 | Congested | Endesa | unknown | 0 | High | 2 | Partner Co-location | Estación de Servicio Las Glorias | 3 | 2 | 2 | 3 | 90 | 76 | 53.3 | 79 | FALSE | 100 | 4 | Grid upgrade prerequisite. Partner with DSO. | 160045 |  | 50586 | 31.6 | 249000 | 174300 | 3.4 | 180995
IBE_237 | 39.5663 | -5.8336 | A-66 | 1087.8 | Sufficient | i-DE | measured | 5.24 | High | 2 | Partner Co-location |  | 3 | 2 | 2 | 3 | 90 | 76 | 53.3 | 79 | FALSE | 100 | 1 | Deploy full hub (12 chargers). Top priority. | 160045 |  | 50586 | 31.6 | 129000 | 90300 | 1.8 | 264995
IBE_238 | 39.7564 | -6.0043 | A-66 | 1087.8 | Sufficient | i-DE | measured | 5.24 | High | 2 | Partner Co-location |  | 3 | 2 | 2 | 3 | 90 | 76 | 53.3 | 79 | FALSE | 100 | 1 | Deploy full hub (12 chargers). Top priority. | 160045 |  | 50586 | 31.6 | 129000 | 90300 | 1.8 | 264995
IBE_239 | 40.0466 | -5.955 | A-66 | 1087.8 | Sufficient | i-DE | measured | 5.24 | High | 3 | New Partner | New site needed | 3 | 2 | 2 | 3 | 90 | 76 | 53.3 | 79 | FALSE | 100 | 1 | Deploy full hub (12 chargers). Top priority. | 160045 |  | 50586 | 31.6 | 194000 | 135800 | 2.7 | 219495
IBE_240 | 40.081 | -6.0839 | A-66 | 1087.8 | Sufficient | i-DE | measured | 5.24 | High | 2 | Partner Co-location | Estación de Servicio Carrefour Plasencia | 3 | 2 | 2 | 3 | 90 | 76 | 53.3 | 79 | FALSE | 100 | 1 | Deploy full hub (12 chargers). Top priority. | 160045 |  | 50586 | 31.6 | 129000 | 90300 | 1.8 | 264995
IBE_241 | 40.4164 | -5.7815 | A-66 | 1087.8 | Sufficient | i-DE | measured | 6 | High | 2 | Partner Co-location |  | 3 | 2 | 2 | 3 | 90 | 76 | 53.3 | 79 | FALSE | 100 | 1 | Deploy full hub (12 chargers). Top priority. | 160045 |  | 50586 | 31.6 | 129000 | 90300 | 1.8 | 264995
IBE_242 | 40.7701 | -5.6275 | A-66 | 1087.8 | Sufficient | i-DE | measured | 6 | High | 1 | Upgrade Iberdrola |  | 3 | 2 | 2 | 3 | 90 | 76 | 53.3 | 79 | FALSE | 100 | 1 | Deploy full hub (12 chargers). Top priority. | 160045 |  | 50586 | 31.6 | 129000 | 90300 | 1.8 | 264995
IBE_243 | 41.1494 | -5.6417 | A-66 | 1087.8 | Sufficient | i-DE | measured | 2.4 | High | 3 | New Partner | New site needed | 3 | 2 | 2 | 3 | 90 | 76 | 53.3 | 79 | FALSE | 100 | 1 | Deploy full hub (12 chargers). Top priority. | 160045 |  | 50586 | 31.6 | 194000 | 135800 | 2.7 | 219495
IBE_244 | 41.3766 | -5.7196 | A-66 | 1087.8 | Sufficient | i-DE | measured | 19 | High | 2 | Partner Co-location | Agroduero Sociedad Cooperativa Ltda. | 3 | 2 | 2 | 3 | 90 | 76 | 53.3 | 79 | FALSE | 100 | 1 | Deploy full hub (12 chargers). Top priority. | 160045 |  | 50586 | 31.6 | 129000 | 90300 | 1.8 | 264995
IBE_245 | 41.5271 | -5.698 | A-66 | 1087.8 | Sufficient | i-DE | measured | 36 | High | 1 | Upgrade Iberdrola |  | 3 | 2 | 2 | 3 | 90 | 76 | 53.3 | 79 | FALSE | 100 | 1 | Deploy full hub (12 chargers). Top priority. | 160045 |  | 50586 | 31.6 | 129000 | 90300 | 1.8 | 264995
IBE_246 | 41.801 | -5.7552 | A-66 | 1087.8 | Sufficient | i-DE | measured | 36 | High | 2 | Partner Co-location | Área de Servicio | 3 | 2 | 2 | 3 | 90 | 76 | 53.3 | 79 | FALSE | 100 | 1 | Deploy full hub (12 chargers). Top priority. | 160045 |  | 50586 | 31.6 | 129000 | 90300 | 1.8 | 264995
IBE_247 | 42.1651 | -5.6354 | A-66 | 1087.8 | Sufficient | Naturgy | measured | 2.192 | High | 2 | Partner Co-location | Avia | 3 | 2 | 2 | 3 | 90 | 76 | 53.3 | 79 | FALSE | 100 | 1 | Deploy full hub (12 chargers). Top priority. | 160045 |  | 50586 | 31.6 | 129000 | 90300 | 1.8 | 264995
IBE_248 | 42.5727 | -5.5677 | A-66 | 1087.8 | Sufficient | Naturgy | measured | 2.192 | High | 1 | Upgrade Iberdrola |  | 3 | 2 | 2 | 3 | 90 | 76 | 53.3 | 79 | FALSE | 100 | 1 | Deploy full hub (12 chargers). Top priority. | 160045 |  | 50586 | 31.6 | 129000 | 90300 | 1.8 | 264995
IBE_249 | 42.909 | -5.6517 | A-66 | 1087.8 | Congested | Viesgo | measured | 0.069 | High | 1 | Upgrade Iberdrola | Casa Ezequiel | 3 | 2 | 2 | 3 | 90 | 76 | 53.3 | 79 | FALSE | 100 | 4 | Grid upgrade prerequisite. Partner with DSO. | 160045 |  | 50586 | 31.6 | 249000 | 174300 | 3.4 | 180995
IBE_250 | 43.1353 | -5.8213 | A-66 | 1087.8 | Congested | Viesgo | measured | 0.128 | High | 1 | Upgrade Iberdrola |  | 3 | 2 | 2 | 3 | 90 | 76 | 53.3 | 79 | FALSE | 100 | 4 | Grid upgrade prerequisite. Partner with DSO. | 160045 |  | 50586 | 31.6 | 249000 | 174300 | 3.4 | 180995
IBE_251 | 42.3464 | -4.3895 | A-67 | 213.6 | Moderate | Viesgo | measured | 1.178 | Medium | 2 | Partner Co-location | Área de servicio Los Chopos | 6 | 2 | 4 | 6 | 172 | 146 | 50.9 | 75.5 | FALSE | 100 | 5 | Deploy minimum (4 chargers). Grid constrains expansion. | 320090 |  | 112812 | 35.2 | 213000 | 149100 | 1.3 | 643244
IBE_252 | 42.7596 | -4.2886 | A-67 | 213.6 | Congested | Viesgo | measured | 0.15 | Medium | 2 | Partner Co-location |  | 6 | 2 | 4 | 6 | 172 | 146 | 50.9 | 75.5 | FALSE | 100 | 7 | Defer unless strategic. Focus on grid upgrade. | 320090 |  | 112812 | 35.2 | 333000 | 233100 | 2.1 | 559244
IBE_253 | 43.1034 | -4.0901 | A-67 | 213.6 | Congested | Viesgo | measured | 0.044 | Medium | 2 | Partner Co-location | Petronor | 6 | 2 | 4 | 6 | 172 | 146 | 50.9 | 75.5 | FALSE | 100 | 7 | Defer unless strategic. Focus on grid upgrade. | 320090 |  | 112812 | 35.2 | 333000 | 233100 | 2.1 | 559244
IBE_254 | 43.4384 | -3.8845 | A-67 | 213.6 | Congested | Viesgo | measured | 0.044 | Medium | 1 | Upgrade Iberdrola |  | 6 | 2 | 4 | 6 | 172 | 146 | 50.9 | 75.5 | FALSE | 100 | 7 | Defer unless strategic. Focus on grid upgrade. | 320090 |  | 112812 | 35.2 | 333000 | 233100 | 2.1 | 559244
IBE_255 | 41.8652 | -1.3849 | A-68 | 137.3 | Congested | Endesa | unknown | 0 | Low | 2 | Partner Co-location | Moeve | 8 | 2 | 5 | 8 | 250 | 211 | 55.5 | 82.3 | FALSE | 100 | 9 | Skip for 2027. Revisit next cycle. | 426787 |  | 154296 | 36.2 | 389000 | 272300 | 1.8 | 811411
IBE_256 | 41.7278 | -1.0459 | A-68 | 137.3 | Congested | Endesa | unknown | 0 | Low | 2 | Partner Co-location | Repsol | 8 | 2 | 5 | 8 | 250 | 211 | 55.5 | 82.3 | FALSE | 100 | 9 | Skip for 2027. Revisit next cycle. | 426787 |  | 154296 | 36.2 | 389000 | 272300 | 1.8 | 811411
IBE_257 | 37.2789 | -5.5542 | A-92 | 492.6 | Congested | Endesa | unknown | 0 | High | 1 | Upgrade Iberdrola |  | 7 | 2 | 4 | 7 | 216 | 182 | 54.8 | 81.3 | FALSE | 100 | 4 | Grid upgrade prerequisite. Partner with DSO. | 373439 |  | 133554 | 35.8 | 361000 | 252700 | 1.9 | 685327
IBE_258 | 37.2337 | -5.1262 | A-92 | 492.6 | Congested | Endesa | unknown | 0 | High | 2 | Partner Co-location | Repsol | 7 | 2 | 4 | 7 | 216 | 182 | 54.8 | 81.3 | FALSE | 100 | 4 | Grid upgrade prerequisite. Partner with DSO. | 373439 |  | 133554 | 35.8 | 361000 | 252700 | 1.9 | 685327
IBE_259 | 37.1385 | -4.725 | A-92 | 492.6 | Congested | Endesa | unknown | 0 | High | 3 | New Partner | New site needed | 7 | 2 | 4 | 7 | 216 | 182 | 54.8 | 81.3 | FALSE | 100 | 4 | Grid upgrade prerequisite. Partner with DSO. | 373439 |  | 133554 | 35.8 | 426000 | 298200 | 2.2 | 639827
IBE_260 | 37.1477 | -4.2327 | A-92 | 492.6 | Congested | Endesa | unknown | 0 | High | 2 | Partner Co-location | Estación de Servicio Moeve La Palma | 7 | 2 | 4 | 7 | 216 | 182 | 54.8 | 81.3 | FALSE | 100 | 4 | Grid upgrade prerequisite. Partner with DSO. | 373439 |  | 133554 | 35.8 | 361000 | 252700 | 1.9 | 685327
IBE_261 | 37.1941 | -3.8426 | A-92 | 492.6 | Congested | Endesa | unknown | 0 | High | 2 | Partner Co-location | Estación de Servicio Carburantes A-92 Láchar | 7 | 2 | 4 | 7 | 216 | 182 | 54.8 | 81.3 | FALSE | 100 | 4 | Grid upgrade prerequisite. Partner with DSO. | 373439 |  | 133554 | 35.8 | 361000 | 252700 | 1.9 | 685327
IBE_262 | 37.3065 | -3.4195 | A-92 | 492.6 | Congested | Endesa | unknown | 0 | High | 1 | Upgrade Iberdrola |  | 7 | 2 | 4 | 7 | 216 | 182 | 54.8 | 81.3 | FALSE | 100 | 4 | Grid upgrade prerequisite. Partner with DSO. | 373439 |  | 133554 | 35.8 | 361000 | 252700 | 1.9 | 685327
IBE_263 | 37.1942 | -2.9862 | A-92 | 492.6 | Congested | Endesa | unknown | 0 | High | 2 | Partner Co-location |  | 7 | 2 | 4 | 7 | 216 | 182 | 54.8 | 81.3 | FALSE | 100 | 4 | Grid upgrade prerequisite. Partner with DSO. | 373439 |  | 133554 | 35.8 | 361000 | 252700 | 1.9 | 685327
IBE_264 | 37.1175 | -2.598 | A-92 | 492.6 | Congested | Endesa | unknown | 0 | High | 2 | Partner Co-location | Repsol | 7 | 2 | 4 | 7 | 216 | 182 | 54.8 | 81.3 | FALSE | 100 | 4 | Grid upgrade prerequisite. Partner with DSO. | 373439 |  | 133554 | 35.8 | 361000 | 252700 | 1.9 | 685327
IBE_265 | 37.132 | -2.5077 | A-92 | 492.6 | Congested | Endesa | unknown | 0 | High | 3 | New Partner | New site needed | 7 | 2 | 4 | 7 | 216 | 182 | 54.8 | 81.3 | FALSE | 100 | 4 | Grid upgrade prerequisite. Partner with DSO. | 373439 |  | 133554 | 35.8 | 426000 | 298200 | 2.2 | 639827
IBE_266 | 42.6216 | -1.6307 | AP-15 | 254 | Moderate | i-DE | measured | 1 | Low | 2 | Partner Co-location | COOP.VALDORBA | 2 | 2 | 2 | 2 | 44 | 37 | 39.1 | 58 | FALSE | 100 | 8 | Only at existing Iberdrola/partner. Monitor. | 106697 |  | 29844 | 28 | 101000 | 70700 | 2.4 | 138912
IBE_267 | 42.2026 | -1.6756 | AP-15 | 254 | Moderate | i-DE | measured | 1 | Low | 1 | Upgrade Iberdrola |  | 2 | 2 | 2 | 2 | 44 | 37 | 39.1 | 58 | FALSE | 100 | 8 | Only at existing Iberdrola/partner. Monitor. | 106697 |  | 29844 | 28 | 101000 | 70700 | 2.4 | 138912
IBE_268 | 42.2269 | -1.6801 | AP-15 | 254 | Moderate | i-DE | measured | 1 | Low | 2 | Partner Co-location | AN Energéticos - Cadreita | 2 | 2 | 2 | 2 | 44 | 37 | 39.1 | 58 | FALSE | 100 | 8 | Only at existing Iberdrola/partner. Monitor. | 106697 |  | 29844 | 28 | 101000 | 70700 | 2.4 | 138912
IBE_269 | 42.3644 | -1.724 | AP-15 | 254 | Moderate | i-DE | measured | 1 | Low | 2 | Partner Co-location | Venta de Arlas | 2 | 2 | 2 | 2 | 44 | 37 | 39.1 | 58 | FALSE | 100 | 8 | Only at existing Iberdrola/partner. Monitor. | 106697 |  | 29844 | 28 | 101000 | 70700 | 2.4 | 138912
IBE_270 | 42.6993 | -1.6382 | AP-15 | 254 | Moderate | i-DE | measured | 1 | Low | 2 | Partner Co-location |  | 2 | 2 | 2 | 2 | 44 | 37 | 39.1 | 58 | FALSE | 100 | 8 | Only at existing Iberdrola/partner. Monitor. | 106697 |  | 29844 | 28 | 101000 | 70700 | 2.4 | 138912
IBE_271 | 41.5223 | -0.15998 | AP-2 | 339.6 | Congested | Endesa | unknown | 0 | Low | 2 | Partner Co-location | SENERSA S.L | 2 | 2 | 2 | 2 | 52 | 44 | 46.2 | 68.5 | FALSE | 100 | 9 | Skip for 2027. Revisit next cycle. | 106697 |  | 29844 | 28 | 221000 | 154700 | 5.2 | 54912
IBE_272 | 41.496 | 0.38905 | AP-2 | 339.6 | Congested | Endesa | unknown | 0 | Low | 2 | Partner Co-location | BP Fraga (margen izquierdo) | 2 | 2 | 2 | 2 | 52 | 44 | 46.2 | 68.5 | FALSE | 100 | 9 | Skip for 2027. Revisit next cycle. | 106697 |  | 29844 | 28 | 221000 | 154700 | 5.2 | 54912
IBE_273 | 41.5243 | 0.068398 | AP-2 | 339.6 | Congested | Endesa | unknown | 0 | Low | 2 | Partner Co-location | Repsol | 2 | 2 | 2 | 2 | 52 | 44 | 46.2 | 68.5 | FALSE | 100 | 9 | Skip for 2027. Revisit next cycle. | 106697 |  | 29844 | 28 | 221000 | 154700 | 5.2 | 54912
IBE_274 | 41.496 | 0.12158 | AP-2 | 339.6 | Congested | Endesa | unknown | 0 | Low | 2 | Partner Co-location |  | 2 | 2 | 2 | 2 | 52 | 44 | 46.2 | 68.5 | FALSE | 100 | 9 | Skip for 2027. Revisit next cycle. | 106697 |  | 29844 | 28 | 221000 | 154700 | 5.2 | 54912
IBE_275 | 41.539 | 0.66317 | AP-2 | 339.6 | Sufficient | Endesa | measured | 3.99 | Low | 1 | Upgrade Iberdrola | Iberdrola | 2 | 2 | 2 | 2 | 52 | 44 | 46.2 | 68.5 | FALSE | 100 | 6 | Deploy minimum (4 chargers). Revisit 2028+. | 106697 |  | 29844 | 28 | 101000 | 70700 | 2.4 | 138912
IBE_276 | 41.3871 | 1.1745 | AP-2 | 339.6 | Congested | Endesa | unknown | 0 | Low | 1 | Upgrade Iberdrola |  | 2 | 2 | 2 | 2 | 52 | 44 | 46.2 | 68.5 | FALSE | 100 | 9 | Skip for 2027. Revisit next cycle. | 106697 |  | 29844 | 28 | 221000 | 154700 | 5.2 | 54912
IBE_277 | 43.175 | -2.5134 | AP-8 | 107.3 | Sufficient | i-DE | measured | 3.52 | Low | 1 | Upgrade Iberdrola |  | 8 | 2 | 5 | 8 | 259 | 218 | 57.5 | 85.3 | FALSE | 100 | 6 | Deploy minimum (4 chargers). Revisit 2028+. | 426787 |  | 154296 | 36.2 | 269000 | 188300 | 1.2 | 895411
IBE_278 | 43.286 | -2.031 | AP-8 | 107.3 | Sufficient | i-DE | measured | 3.52 | Low | 1 | Upgrade Iberdrola |  | 8 | 2 | 5 | 8 | 259 | 218 | 57.5 | 85.3 | FALSE | 100 | 6 | Deploy minimum (4 chargers). Revisit 2028+. | 426787 |  | 154296 | 36.2 | 269000 | 188300 | 1.2 | 895411
IBE_279 | 43.0276 | -8.4016 | AP-9 | 169.3 | Congested | Naturgy | measured | 0.567 | Medium | 2 | Partner Co-location | Moeve | 6 | 2 | 4 | 6 | 196 | 174 | 58 | 86 | FALSE | 100 | 7 | Defer unless strategic. Focus on grid upgrade. | 320090 |  | 112812 | 35.2 | 333000 | 233100 | 2.1 | 559244
IBE_280 | 42.6849 | -8.5472 | AP-9 | 169.3 | Sufficient | Naturgy | measured | 2.798 | Medium | 2 | Partner Co-location | BP | 6 | 2 | 4 | 6 | 196 | 174 | 58 | 86 | FALSE | 100 | 3 | Deploy standard (8 chargers). Monitor growth. | 320090 |  | 112812 | 35.2 | 213000 | 149100 | 1.3 | 643244
IBE_281 | 42.363 | -8.6406 | AP-9 | 169.3 | Moderate | Naturgy | measured | 1.137 | Medium | 1 | Upgrade Iberdrola |  | 6 | 2 | 4 | 6 | 196 | 174 | 58 | 86 | FALSE | 100 | 5 | Deploy minimum (4 chargers). Grid constrains expansion. | 320090 |  | 112812 | 35.2 | 213000 | 149100 | 1.3 | 643244
IBE_282 | 41.6536 | 1.4255 | C-25 | 130 | Congested | Endesa | unknown | 0 | Medium | 1 | Upgrade Iberdrola |  | 9 | 2 | 5 | 9 | 280 | 234 | 55.2 | 81.9 | FALSE | 100 | 7 | Defer unless strategic. Focus on grid upgrade. | 480136 |  | 175038 | 36.5 | 417000 | 291900 | 1.7 | 937494
IBE_283 | 41.7544 | 1.8847 | C-25 | 130 | Congested | Endesa | unknown | 0 | Medium | 2 | Partner Co-location | PETRO-PINTO,S.L. | 9 | 2 | 5 | 9 | 280 | 234 | 55.2 | 81.9 | FALSE | 100 | 7 | Defer unless strategic. Focus on grid upgrade. | 480136 |  | 175038 | 36.5 | 417000 | 291900 | 1.7 | 937494
IBE_284 | 40.7406 | -3.4157 | N-1 | 612.5 | Sufficient | i-DE | measured | 4.83 | Medium | 2 | Partner Co-location | Repsol | 4 | 2 | 2 | 4 | 108 | 91 | 47.9 | 71.1 | FALSE | 100 | 3 | Deploy standard (8 chargers). Monitor growth. | 213394 |  | 71328 | 33.4 | 157000 | 109900 | 1.5 | 391078
IBE_285 | 40.9839 | -3.6396 | N-1 | 612.5 | Moderate | Naturgy | measured | 1.16 | Medium | 1 | Upgrade Iberdrola |  | 4 | 2 | 2 | 4 | 108 | 91 | 47.9 | 71.1 | FALSE | 100 | 5 | Deploy minimum (4 chargers). Grid constrains expansion. | 213394 |  | 71328 | 33.4 | 157000 | 109900 | 1.5 | 391078
IBE_286 | 41.097 | -3.5928 | N-1 | 612.5 | Congested | Naturgy | measured | 0.045 | Medium | 2 | Partner Co-location | Q8 | 4 | 2 | 2 | 4 | 108 | 91 | 47.9 | 71.1 | FALSE | 100 | 7 | Defer unless strategic. Focus on grid upgrade. | 213394 |  | 71328 | 33.4 | 277000 | 193900 | 2.7 | 307078
IBE_287 | 41.4417 | -3.343 | N-1 | 612.5 | Congested | Naturgy | measured | 0.045 | Medium | 2 | Partner Co-location | Buquerin S.L. | 4 | 2 | 2 | 4 | 108 | 91 | 47.9 | 71.1 | FALSE | 100 | 7 | Defer unless strategic. Focus on grid upgrade. | 213394 |  | 71328 | 33.4 | 277000 | 193900 | 2.7 | 307078
IBE_288 | 41.7651 | -2.5239 | N-1 | 612.5 | Congested | Endesa | unknown | 0 | Medium | 2 | Partner Co-location | Gasolinera Alcampo | 4 | 2 | 2 | 4 | 108 | 91 | 47.9 | 71.1 | FALSE | 100 | 7 | Defer unless strategic. Focus on grid upgrade. | 213394 |  | 71328 | 33.4 | 277000 | 193900 | 2.7 | 307078
IBE_289 | 42.11 | -2.6334 | N-1 | 612.5 | Moderate | Endesa | measured | 1.26 | Medium | 2 | Partner Co-location |  | 4 | 2 | 2 | 4 | 108 | 91 | 47.9 | 71.1 | FALSE | 100 | 5 | Deploy minimum (4 chargers). Grid constrains expansion. | 213394 |  | 71328 | 33.4 | 157000 | 109900 | 1.5 | 391078
IBE_290 | 42.4163 | -2.6456 | N-1 | 612.5 | Moderate | i-DE | measured | 1.03 | Medium | 2 | Partner Co-location | Area de descanso Camino de Santiago | 4 | 2 | 2 | 4 | 108 | 91 | 47.9 | 71.1 | FALSE | 100 | 5 | Deploy minimum (4 chargers). Grid constrains expansion. | 213394 |  | 71328 | 33.4 | 157000 | 109900 | 1.5 | 391078
IBE_291 | 42.562 | -2.8386 | N-1 | 612.5 | Moderate | i-DE | measured | 1.03 | Medium | 2 | Partner Co-location | Petronor | 4 | 2 | 2 | 4 | 108 | 91 | 47.9 | 71.1 | FALSE | 100 | 5 | Deploy minimum (4 chargers). Grid constrains expansion. | 213394 |  | 71328 | 33.4 | 157000 | 109900 | 1.5 | 391078
IBE_292 | 42.9071 | -2.6483 | N-1 | 612.5 | Moderate | i-DE | measured | 1.03 | Medium | 1 | Upgrade Iberdrola |  | 4 | 2 | 2 | 4 | 108 | 91 | 47.9 | 71.1 | FALSE | 100 | 5 | Deploy minimum (4 chargers). Grid constrains expansion. | 213394 |  | 71328 | 33.4 | 157000 | 109900 | 1.5 | 391078
IBE_293 | 43.2588 | -2.3826 | N-1 | 612.5 | Sufficient | i-DE | measured | 3.52 | Medium | 1 | Upgrade Iberdrola | Debegesa | 4 | 2 | 2 | 4 | 108 | 91 | 47.9 | 71.1 | FALSE | 100 | 3 | Deploy standard (8 chargers). Monitor growth. | 213394 |  | 71328 | 33.4 | 157000 | 109900 | 1.5 | 391078
IBE_294 | 43.2836 | -1.9126 | N-1 | 612.5 | Sufficient | i-DE | measured | 3.52 | Medium | 1 | Upgrade Iberdrola |  | 4 | 2 | 2 | 4 | 108 | 91 | 47.9 | 71.1 | FALSE | 100 | 3 | Deploy standard (8 chargers). Monitor growth. | 213394 |  | 71328 | 33.4 | 157000 | 109900 | 1.5 | 391078
IBE_295 | 41.0241 | -3.9556 | N-110 | 182.9 | Moderate | Naturgy | measured | 1.16 | High | 2 | Partner Co-location | Bar-Restaurante Casa Manrique | 7 | 2 | 14 | 22 | 741 | 626 | 187.9 | 278.8 | FALSE | 100 | 2 | Deploy 4-11 chargers. Plan grid expansion. | 373439 |  | 133554 | 35.8 | 241000 | 168700 | 1.3 | 769327
IBE_296 | 41.0799 | -3.5983 | N-110 | 182.9 | Congested | Naturgy | measured | 0.045 | High | 2 | Partner Co-location | Área de descanso de Horcajo | 22 | 2 | 14 | 22 | 741 | 626 | 59.8 | 88.7 | FALSE | 100 | 4 | Grid upgrade prerequisite. Partner with DSO. | 1173665 |  | 444684 | 37.9 | 781000 | 546700 | 1.2 | 2576574
IBE_297 | 42.2358 | -2.091 | N-111 | 142.2 | Sufficient | i-DE | measured | 7 | Medium | 2 | Partner Co-location | Repsol | 9 | 2 | 6 | 9 | 294 | 248 | 58 | 86 | FALSE | 100 | 3 | Deploy standard (8 chargers). Monitor growth. | 480136 |  | 175038 | 36.5 | 297000 | 207900 | 1.2 | 1021494
IBE_298 | 42.4292 | -2.7725 | N-120 | 849 | Moderate | i-DE | measured | 1.03 | High | 2 | Partner Co-location | Valcarce | 5 | 2 | 3 | 5 | 152 | 128 | 54 | 80.1 | FALSE | 100 | 2 | Deploy 4-11 chargers. Plan grid expansion. | 266742 |  | 92070 | 34.5 | 185000 | 129500 | 1.4 | 517161
IBE_299 | 42.4272 | -3.1387 | N-120 | 849 | Moderate | i-DE | measured | 1.03 | High | 2 | Partner Co-location | Area de descanso Peregrinos Camino Santiago | 5 | 2 | 3 | 5 | 152 | 128 | 54 | 80.1 | FALSE | 100 | 2 | Deploy 4-11 chargers. Plan grid expansion. | 266742 |  | 92070 | 34.5 | 185000 | 129500 | 1.4 | 517161
IBE_300 | 42.3428 | -3.6914 | N-120 | 849 | Congested | Viesgo | measured | 0.044 | High | 1 | Upgrade Iberdrola |  | 5 | 2 | 3 | 5 | 152 | 128 | 54 | 80.1 | FALSE | 100 | 4 | Grid upgrade prerequisite. Partner with DSO. | 266742 |  | 92070 | 34.5 | 305000 | 213500 | 2.3 | 433161
IBE_301 | 42.4006 | -4.1651 | N-120 | 849 | Congested | Viesgo | measured | 0.044 | High | 3 | New Partner | New site needed | 5 | 2 | 3 | 5 | 152 | 128 | 54 | 80.1 | FALSE | 100 | 4 | Grid upgrade prerequisite. Partner with DSO. | 266742 |  | 92070 | 34.5 | 370000 | 259000 | 2.8 | 387661
IBE_302 | 42.4467 | -4.6406 | N-120 | 849 | Sufficient | i-DE | measured | 2.4 | High | 2 | Partner Co-location | Repsol | 5 | 2 | 3 | 5 | 152 | 128 | 54 | 80.1 | FALSE | 100 | 1 | Deploy full hub (12 chargers). Top priority. | 266742 |  | 92070 | 34.5 | 185000 | 129500 | 1.4 | 517161
IBE_303 | 42.3889 | -4.9907 | N-120 | 849 | Sufficient | i-DE | measured | 2.4 | High | 2 | Partner Co-location | Moeve | 5 | 2 | 3 | 5 | 152 | 128 | 54 | 80.1 | FALSE | 100 | 1 | Deploy full hub (12 chargers). Top priority. | 266742 |  | 92070 | 34.5 | 185000 | 129500 | 1.4 | 517161
IBE_304 | 42.4398 | -5.3506 | N-120 | 849 | Sufficient | i-DE | measured | 2.4 | High | 2 | Partner Co-location |  | 5 | 2 | 3 | 5 | 152 | 128 | 54 | 80.1 | FALSE | 100 | 1 | Deploy full hub (12 chargers). Top priority. | 266742 |  | 92070 | 34.5 | 185000 | 129500 | 1.4 | 517161
IBE_305 | 42.5427 | -5.7142 | N-120 | 849 | Sufficient | Naturgy | measured | 2.414 | High | 1 | Upgrade Iberdrola | Volkswagen Teleauto | 5 | 2 | 3 | 5 | 152 | 128 | 54 | 80.1 | FALSE | 100 | 1 | Deploy full hub (12 chargers). Top priority. | 266742 |  | 92070 | 34.5 | 185000 | 129500 | 1.4 | 517161
IBE_306 | 42.5575 | -6.043 | N-120 | 849 | Sufficient | Naturgy | measured | 2.414 | High | 3 | New Partner | New site needed | 5 | 2 | 3 | 5 | 152 | 128 | 54 | 80.1 | FALSE | 100 | 1 | Deploy full hub (12 chargers). Top priority. | 266742 |  | 92070 | 34.5 | 250000 | 175000 | 1.9 | 471661
IBE_307 | 42.6016 | -6.4975 | N-120 | 849 | Congested | Naturgy | measured | 0.084 | High | 2 | Partner Co-location | Los Rosales | 5 | 2 | 3 | 5 | 152 | 128 | 54 | 80.1 | FALSE | 100 | 4 | Grid upgrade prerequisite. Partner with DSO. | 266742 |  | 92070 | 34.5 | 305000 | 213500 | 2.3 | 433161
IBE_308 | 42.5532 | -6.5642 | N-120 | 849 | Congested | Naturgy | measured | 0.094 | High | 2 | Partner Co-location | Valcarce | 5 | 2 | 3 | 5 | 152 | 128 | 54 | 80.1 | FALSE | 100 | 4 | Grid upgrade prerequisite. Partner with DSO. | 266742 |  | 92070 | 34.5 | 305000 | 213500 | 2.3 | 433161
IBE_309 | 42.9451 | -7.4184 | N-120 | 849 | Sufficient | Naturgy | measured | 2.77 | High | 2 | Partner Co-location | Repsol | 5 | 2 | 3 | 5 | 152 | 128 | 54 | 80.1 | FALSE | 100 | 1 | Deploy full hub (12 chargers). Top priority. | 266742 |  | 92070 | 34.5 | 185000 | 129500 | 1.4 | 517161
IBE_310 | 42.7305 | -7.7595 | N-120 | 849 | Sufficient | Naturgy | measured | 3.301 | High | 1 | Upgrade Iberdrola |  | 5 | 2 | 3 | 5 | 152 | 128 | 54 | 80.1 | FALSE | 100 | 1 | Deploy full hub (12 chargers). Top priority. | 266742 |  | 92070 | 34.5 | 185000 | 129500 | 1.4 | 517161
IBE_311 | 42.2109 | -8.2643 | N-120 | 849 | Sufficient | Naturgy | measured | 2.702 | High | 2 | Partner Co-location | Área de Servizo Quintáns | 5 | 2 | 3 | 5 | 152 | 128 | 54 | 80.1 | FALSE | 100 | 1 | Deploy full hub (12 chargers). Top priority. | 266742 |  | 92070 | 34.5 | 185000 | 129500 | 1.4 | 517161
IBE_312 | 42.944 | -1.2693 | N-121 | 157.1 | Congested | Endesa | unknown | 0 | Medium | 1 | Upgrade Iberdrola |  | 8 | 2 | 5 | 8 | 243 | 205 | 53.9 | 80 | FALSE | 100 | 7 | Defer unless strategic. Focus on grid upgrade. | 426787 |  | 154296 | 36.2 | 389000 | 272300 | 1.8 | 811411
IBE_313 | 42.8953 | -1.5545 | N-121 | 157.1 | Moderate | i-DE | measured | 1 | Medium | 1 | Upgrade Iberdrola |  | 6 | 2 | 5 | 8 | 243 | 205 | 71.9 | 106.7 | FALSE | 100 | 5 | Deploy minimum (4 chargers). Grid constrains expansion. | 320090 |  | 112812 | 35.2 | 213000 | 149100 | 1.3 | 643244
IBE_314 | 43.1324 | -1.6554 | N-121 | 157.1 | Sufficient | i-DE | measured | 1.85 | Medium | 2 | Partner Co-location | Repsol | 8 | 2 | 5 | 8 | 243 | 205 | 53.9 | 80 | FALSE | 100 | 3 | Deploy standard (8 chargers). Monitor growth. | 426787 |  | 154296 | 36.2 | 269000 | 188300 | 1.2 | 895411
IBE_315 | 41.6031 | -2.9884 | N-122 | 479.5 | Congested | Endesa | unknown | 0 | High | 1 | Upgrade Iberdrola |  | 5 | 2 | 3 | 5 | 153 | 129 | 54.3 | 80.6 | FALSE | 100 | 4 | Grid upgrade prerequisite. Partner with DSO. | 266742 |  | 92070 | 34.5 | 305000 | 213500 | 2.3 | 433161
IBE_316 | 41.5977 | -3.3592 | N-122 | 479.5 | Congested | Naturgy | measured | 0.045 | High | 2 | Partner Co-location | Galp | 5 | 2 | 3 | 5 | 153 | 129 | 54.3 | 80.6 | FALSE | 100 | 4 | Grid upgrade prerequisite. Partner with DSO. | 266742 |  | 92070 | 34.5 | 305000 | 213500 | 2.3 | 433161
IBE_317 | 41.6157 | -3.9194 | N-122 | 479.5 | Congested | Naturgy | measured | 0.045 | High | 2 | Partner Co-location | Estación de Servicio Beroil Ribera de las Solanas | 5 | 2 | 3 | 5 | 153 | 129 | 54.3 | 80.6 | FALSE | 100 | 4 | Grid upgrade prerequisite. Partner with DSO. | 266742 |  | 92070 | 34.5 | 305000 | 213500 | 2.3 | 433161
IBE_318 | 41.599 | -4.4954 | N-122 | 479.5 | Sufficient | i-DE | measured | 14.76 | High | 2 | Partner Co-location | Hafesa Oil! | 5 | 2 | 3 | 5 | 153 | 129 | 54.3 | 80.6 | FALSE | 100 | 1 | Deploy full hub (12 chargers). Top priority. | 266742 |  | 92070 | 34.5 | 185000 | 129500 | 1.4 | 517161
IBE_319 | 41.5147 | -4.9479 | N-122 | 479.5 | Sufficient | i-DE | measured | 14.76 | High | 2 | Partner Co-location | Repsol | 5 | 2 | 3 | 5 | 153 | 129 | 54.3 | 80.6 | FALSE | 100 | 1 | Deploy full hub (12 chargers). Top priority. | 266742 |  | 92070 | 34.5 | 185000 | 129500 | 1.4 | 517161
IBE_320 | 41.5653 | -5.5209 | N-122 | 479.5 | Sufficient | i-DE | measured | 36 | High | 3 | New Partner | New site needed | 5 | 2 | 3 | 5 | 153 | 129 | 54.3 | 80.6 | FALSE | 100 | 1 | Deploy full hub (12 chargers). Top priority. | 266742 |  | 92070 | 34.5 | 250000 | 175000 | 1.9 | 471661
IBE_321 | 41.5248 | -6.031 | N-122 | 479.5 | Sufficient | i-DE | measured | 14.25 | High | 1 | Upgrade Iberdrola |  | 5 | 2 | 3 | 5 | 153 | 129 | 54.3 | 80.6 | FALSE | 100 | 1 | Deploy full hub (12 chargers). Top priority. | 266742 |  | 92070 | 34.5 | 185000 | 129500 | 1.4 | 517161
IBE_322 | 40.6123 | -3.2079 | N-2 | 685.3 | Sufficient | i-DE | measured | 4.83 | High | 1 | Upgrade Iberdrola |  | 7 | 2 | 4 | 7 | 224 | 189 | 56.8 | 84.3 | FALSE | 100 | 1 | Deploy full hub (12 chargers). Top priority. | 373439 |  | 133554 | 35.8 | 241000 | 168700 | 1.3 | 769327
IBE_323 | 40.8985 | -2.7571 | N-2 | 685.3 | Congested | Endesa | unknown | 0 | High | 2 | Partner Co-location | Moeve | 7 | 2 | 4 | 7 | 224 | 189 | 56.8 | 84.3 | FALSE | 100 | 4 | Grid upgrade prerequisite. Partner with DSO. | 373439 |  | 133554 | 35.8 | 361000 | 252700 | 1.9 | 685327
IBE_324 | 41.3322 | -1.6532 | N-2 | 685.3 | Congested | Endesa | unknown | 0 | High | 2 | Partner Co-location | Repsol | 7 | 2 | 4 | 7 | 224 | 189 | 56.8 | 84.3 | FALSE | 100 | 4 | Grid upgrade prerequisite. Partner with DSO. | 373439 |  | 133554 | 35.8 | 361000 | 252700 | 1.9 | 685327
IBE_325 | 41.3417 | -1.2262 | N-2 | 685.3 | Congested | Endesa | unknown | 0 | High | 2 | Partner Co-location | Moeve | 7 | 2 | 4 | 7 | 224 | 189 | 56.8 | 84.3 | FALSE | 100 | 4 | Grid upgrade prerequisite. Partner with DSO. | 373439 |  | 133554 | 35.8 | 361000 | 252700 | 1.9 | 685327
IBE_326 | 41.5861 | -0.95342 | N-2 | 685.3 | Congested | Endesa | unknown | 0 | High | 1 | Upgrade Iberdrola |  | 7 | 2 | 4 | 7 | 224 | 189 | 56.8 | 84.3 | FALSE | 100 | 4 | Grid upgrade prerequisite. Partner with DSO. | 373439 |  | 133554 | 35.8 | 361000 | 252700 | 1.9 | 685327
IBE_327 | 41.6442 | -0.63372 | N-2 | 685.3 | Congested | Endesa | unknown | 0 | High | 3 | New Partner | New site needed | 7 | 2 | 4 | 7 | 224 | 189 | 56.8 | 84.3 | FALSE | 100 | 4 | Grid upgrade prerequisite. Partner with DSO. | 373439 |  | 133554 | 35.8 | 426000 | 298200 | 2.2 | 639827
IBE_328 | 41.5189 | -0.27518 | N-2 | 685.3 | Congested | Endesa | unknown | 0 | High | 2 | Partner Co-location | Moeve | 7 | 2 | 4 | 7 | 224 | 189 | 56.8 | 84.3 | FALSE | 100 | 4 | Grid upgrade prerequisite. Partner with DSO. | 373439 |  | 133554 | 35.8 | 361000 | 252700 | 1.9 | 685327
IBE_329 | 41.491 | 0.3473 | N-2 | 685.3 | Congested | Endesa | unknown | 0 | High | 2 | Partner Co-location | Moeve | 7 | 2 | 4 | 7 | 224 | 189 | 56.8 | 84.3 | FALSE | 100 | 4 | Grid upgrade prerequisite. Partner with DSO. | 373439 |  | 133554 | 35.8 | 361000 | 252700 | 1.9 | 685327
IBE_330 | 41.4695 | 0.88605 | N-2 | 685.3 | Congested | Endesa | measured | 0.32 | High | 1 | Upgrade Iberdrola |  | 7 | 2 | 4 | 7 | 224 | 189 | 56.8 | 84.3 | FALSE | 100 | 4 | Grid upgrade prerequisite. Partner with DSO. | 373439 |  | 133554 | 35.8 | 361000 | 252700 | 1.9 | 685327
IBE_331 | 41.2931 | 1.3591 | N-2 | 685.3 | Congested | Endesa | unknown | 0 | High | 2 | Partner Co-location | Repsol | 7 | 2 | 4 | 7 | 224 | 189 | 56.8 | 84.3 | FALSE | 100 | 4 | Grid upgrade prerequisite. Partner with DSO. | 373439 |  | 133554 | 35.8 | 361000 | 252700 | 1.9 | 685327
IBE_332 | 41.4427 | 1.8506 | N-2 | 685.3 | Congested | Endesa | unknown | 0 | High | 2 | Partner Co-location | CACENCA | 7 | 2 | 4 | 7 | 224 | 189 | 56.8 | 84.3 | FALSE | 100 | 4 | Grid upgrade prerequisite. Partner with DSO. | 373439 |  | 133554 | 35.8 | 361000 | 252700 | 1.9 | 685327
IBE_333 | 40.6451 | -1.316 | N-211 | 139.6 | Congested | Endesa | unknown | 0 | Medium | 2 | Partner Co-location | U. S. TORRELACARCEL | 14 | 2 | 9 | 14 | 462 | 390 | 58.6 | 86.9 | FALSE | 100 | 7 | Defer unless strategic. Focus on grid upgrade. | 746878 |  | 278748 | 37.3 | 557000 | 389900 | 1.4 | 1567909
IBE_334 | 42.4677 | 0.02039 | N-230 | 124.1 | Congested | Endesa | unknown | 0 | Medium | 3 | New Partner | New site needed | 11 | 2 | 7 | 11 | 373 | 315 | 60.2 | 89.3 | FALSE | 100 | 7 | Defer unless strategic. Focus on grid upgrade. | 586832 |  | 216522 | 36.9 | 538000 | 376600 | 1.7 | 1144160
IBE_335 | 42.463 | 0.41698 | N-230 | 124.1 | Congested | Endesa | unknown | 0 | Medium | 3 | New Partner | New site needed | 11 | 2 | 7 | 11 | 373 | 315 | 60.2 | 89.3 | FALSE | 100 | 7 | Defer unless strategic. Focus on grid upgrade. | 586832 |  | 216522 | 36.9 | 538000 | 376600 | 1.7 | 1144160
IBE_336 | 40.6024 | -0.051982 | N-232 | 357 | Congested | Endesa | unknown | 0 | High | 2 | Partner Co-location | Petronor | 9 | 2 | 5 | 9 | 278 | 234 | 54.8 | 81.4 | FALSE | 100 | 4 | Grid upgrade prerequisite. Partner with DSO. | 480136 |  | 175038 | 36.5 | 417000 | 291900 | 1.7 | 937494
IBE_337 | 40.8627 | -0.1434 | N-232 | 357 | Congested | Endesa | unknown | 0 | High | 3 | New Partner | New site needed | 9 | 2 | 5 | 9 | 278 | 234 | 54.8 | 81.4 | FALSE | 100 | 4 | Grid upgrade prerequisite. Partner with DSO. | 480136 |  | 175038 | 36.5 | 482000 | 337400 | 1.9 | 891994
IBE_338 | 41.0626 | -0.47448 | N-232 | 357 | Congested | Endesa | unknown | 0 | High | 3 | New Partner | New site needed | 9 | 2 | 5 | 9 | 278 | 234 | 54.8 | 81.4 | FALSE | 100 | 4 | Grid upgrade prerequisite. Partner with DSO. | 480136 |  | 175038 | 36.5 | 482000 | 337400 | 1.9 | 891994
IBE_339 | 41.3836 | -0.46447 | N-232 | 357 | Congested | Endesa | unknown | 0 | High | 2 | Partner Co-location |  | 9 | 2 | 5 | 9 | 278 | 234 | 54.8 | 81.4 | FALSE | 100 | 4 | Grid upgrade prerequisite. Partner with DSO. | 480136 |  | 175038 | 36.5 | 417000 | 291900 | 1.7 | 937494
IBE_340 | 41.5433 | -0.6922 | N-232 | 357 | Congested | Endesa | unknown | 0 | High | 3 | New Partner | New site needed | 9 | 2 | 5 | 9 | 278 | 234 | 54.8 | 81.4 | FALSE | 100 | 4 | Grid upgrade prerequisite. Partner with DSO. | 480136 |  | 175038 | 36.5 | 482000 | 337400 | 1.9 | 891994
IBE_341 | 41.8053 | -1.141 | N-232 | 357 | Congested | Endesa | unknown | 0 | High | 2 | Partner Co-location |  | 9 | 2 | 5 | 9 | 278 | 234 | 54.8 | 81.4 | FALSE | 100 | 4 | Grid upgrade prerequisite. Partner with DSO. | 480136 |  | 175038 | 36.5 | 417000 | 291900 | 1.7 | 937494
IBE_342 | 42.0361 | -1.5372 | N-232 | 357 | Sufficient | i-DE | measured | 15.3 | High | 1 | Upgrade Iberdrola | Iberdrola estación de carga | 9 | 2 | 5 | 9 | 278 | 234 | 54.8 | 81.4 | FALSE | 100 | 1 | Deploy full hub (12 chargers). Top priority. | 480136 |  | 175038 | 36.5 | 297000 | 207900 | 1.2 | 1021494
IBE_343 | 41.9755 | -3.296 | N-234 | 488.3 | Congested | Endesa | unknown | 0 | High | 3 | New Partner | New site needed | 6 | 2 | 4 | 6 | 185 | 156 | 54.7 | 81.2 | FALSE | 100 | 4 | Grid upgrade prerequisite. Partner with DSO. | 320090 |  | 112812 | 35.2 | 398000 | 278600 | 2.5 | 513744
IBE_344 | 41.8075 | -2.8353 | N-234 | 488.3 | Congested | Endesa | unknown | 0 | High | 2 | Partner Co-location | Repsol | 6 | 2 | 4 | 6 | 185 | 156 | 54.7 | 81.2 | FALSE | 100 | 4 | Grid upgrade prerequisite. Partner with DSO. | 320090 |  | 112812 | 35.2 | 333000 | 233100 | 2.1 | 559244
IBE_345 | 41.7248 | -2.2994 | N-234 | 488.3 | Congested | Endesa | unknown | 0 | High | 3 | New Partner | New site needed | 6 | 2 | 4 | 6 | 185 | 156 | 54.7 | 81.2 | FALSE | 100 | 4 | Grid upgrade prerequisite. Partner with DSO. | 320090 |  | 112812 | 35.2 | 398000 | 278600 | 2.5 | 513744
IBE_346 | 41.4907 | -1.8017 | N-234 | 488.3 | Congested | Endesa | unknown | 0 | High | 2 | Partner Co-location | Petronor | 6 | 2 | 4 | 6 | 185 | 156 | 54.7 | 81.2 | FALSE | 100 | 4 | Grid upgrade prerequisite. Partner with DSO. | 320090 |  | 112812 | 35.2 | 333000 | 233100 | 2.1 | 559244
IBE_347 | 40.94 | -1.296 | N-234 | 488.3 | Congested | Endesa | unknown | 0 | High | 2 | Partner Co-location | Repsol | 6 | 2 | 4 | 6 | 185 | 156 | 54.7 | 81.2 | FALSE | 100 | 4 | Grid upgrade prerequisite. Partner with DSO. | 320090 |  | 112812 | 35.2 | 333000 | 233100 | 2.1 | 559244
IBE_348 | 40.5154 | -1.2539 | N-234 | 488.3 | Congested | Endesa | unknown | 0 | High | 2 | Partner Co-location | Cereales Teruel | 6 | 2 | 4 | 6 | 185 | 156 | 54.7 | 81.2 | FALSE | 100 | 4 | Grid upgrade prerequisite. Partner with DSO. | 320090 |  | 112812 | 35.2 | 333000 | 233100 | 2.1 | 559244
IBE_349 | 40.1896 | -0.90501 | N-234 | 488.3 | Congested | Endesa | unknown | 0 | High | 2 | Partner Co-location | COOP. HOYA | 6 | 2 | 4 | 6 | 185 | 156 | 54.7 | 81.2 | FALSE | 100 | 4 | Grid upgrade prerequisite. Partner with DSO. | 320090 |  | 112812 | 35.2 | 333000 | 233100 | 2.1 | 559244
IBE_350 | 39.8936 | -0.54634 | N-234 | 488.3 | Sufficient | i-DE | measured | 7.91 | High | 2 | Partner Co-location | Shell | 6 | 2 | 4 | 6 | 185 | 156 | 54.7 | 81.2 | FALSE | 100 | 1 | Deploy full hub (12 chargers). Top priority. | 320090 |  | 112812 | 35.2 | 213000 | 149100 | 1.3 | 643244
IBE_351 | 42.5655 | -0.73675 | N-240 | 164.2 | Congested | Endesa | unknown | 0 | High | 2 | Partner Co-location | Cepsa Puente la Reina de Jaca | 19 | 2 | 11 | 19 | 616 | 520 | 57.5 | 85.4 | FALSE | 100 | 4 | Grid upgrade prerequisite. Partner with DSO. | 1013620 |  | 382458 | 37.7 | 697000 | 487900 | 1.3 | 2198325
IBE_352 | 42.6255 | -1.0277 | N-240 | 164.2 | Congested | Endesa | unknown | 0 | High | 2 | Partner Co-location |  | 19 | 2 | 11 | 19 | 616 | 520 | 57.5 | 85.4 | FALSE | 100 | 4 | Grid upgrade prerequisite. Partner with DSO. | 1013620 |  | 382458 | 37.7 | 697000 | 487900 | 1.3 | 2198325
IBE_353 | 42.7323 | -1.5673 | N-240 | 164.2 | Moderate | i-DE | measured | 1 | High | 2 | Partner Co-location | Área de Descanso de Camiones Torres | 6 | 2 | 11 | 19 | 616 | 520 | 182.2 | 270.4 | FALSE | 100 | 2 | Deploy 4-11 chargers. Plan grid expansion. | 320090 |  | 112812 | 35.2 | 213000 | 149100 | 1.3 | 643244
IBE_354 | 42.2417 | 2.9053 | N-260 | 649.5 | Congested | Endesa | unknown | 0 | High | 2 | Partner Co-location |  | 5 | 2 | 3 | 5 | 158 | 134 | 56.1 | 83.2 | FALSE | 100 | 4 | Grid upgrade prerequisite. Partner with DSO. | 266742 |  | 92070 | 34.5 | 305000 | 213500 | 2.3 | 433161
IBE_355 | 42.2632 | 2.3954 | N-260 | 649.5 | Congested | Endesa | unknown | 0 | High | 3 | New Partner | New site needed | 5 | 2 | 3 | 5 | 158 | 134 | 56.1 | 83.2 | FALSE | 100 | 4 | Grid upgrade prerequisite. Partner with DSO. | 266742 |  | 92070 | 34.5 | 370000 | 259000 | 2.8 | 387661
IBE_356 | 42.1876 | 2.0754 | N-260 | 649.5 | Congested | Endesa | unknown | 0 | High | 3 | New Partner | New site needed | 5 | 2 | 3 | 5 | 158 | 134 | 56.1 | 83.2 | FALSE | 100 | 4 | Grid upgrade prerequisite. Partner with DSO. | 266742 |  | 92070 | 34.5 | 370000 | 259000 | 2.8 | 387661
IBE_357 | 42.1424 | 1.8651 | N-260 | 649.5 | Congested | Endesa | unknown | 0 | High | 2 | Partner Co-location | Àrea de Servei de La Rodonella | 5 | 2 | 3 | 5 | 158 | 134 | 56.1 | 83.2 | FALSE | 100 | 4 | Grid upgrade prerequisite. Partner with DSO. | 266742 |  | 92070 | 34.5 | 305000 | 213500 | 2.3 | 433161
IBE_358 | 42.3657 | 1.6792 | N-260 | 649.5 | Congested | Endesa | unknown | 0 | High | 2 | Partner Co-location | Estació de Servei Sant Anton | 5 | 2 | 3 | 5 | 158 | 134 | 56.1 | 83.2 | FALSE | 100 | 4 | Grid upgrade prerequisite. Partner with DSO. | 266742 |  | 92070 | 34.5 | 305000 | 213500 | 2.3 | 433161
IBE_359 | 42.4489 | 1.483 | N-260 | 649.5 | Congested | Endesa | unknown | 0 | High | 3 | New Partner | New site needed | 5 | 2 | 3 | 5 | 158 | 134 | 56.1 | 83.2 | FALSE | 100 | 4 | Grid upgrade prerequisite. Partner with DSO. | 266742 |  | 92070 | 34.5 | 370000 | 259000 | 2.8 | 387661
IBE_360 | 42.3756 | 1.1929 | N-260 | 649.5 | Congested | Endesa | unknown | 0 | High | 3 | New Partner | New site needed | 5 | 2 | 3 | 5 | 158 | 134 | 56.1 | 83.2 | FALSE | 100 | 4 | Grid upgrade prerequisite. Partner with DSO. | 266742 |  | 92070 | 34.5 | 370000 | 259000 | 2.8 | 387661
IBE_361 | 42.389 | 0.74855 | N-260 | 649.5 | Congested | Endesa | unknown | 0 | High | 2 | Partner Co-location | Moeve | 5 | 2 | 3 | 5 | 158 | 134 | 56.1 | 83.2 | FALSE | 100 | 4 | Grid upgrade prerequisite. Partner with DSO. | 266742 |  | 92070 | 34.5 | 305000 | 213500 | 2.3 | 433161
IBE_362 | 42.413 | 0.26248 | N-260 | 649.5 | Congested | Endesa | unknown | 0 | High | 3 | New Partner | New site needed | 5 | 2 | 3 | 5 | 158 | 134 | 56.1 | 83.2 | FALSE | 100 | 4 | Grid upgrade prerequisite. Partner with DSO. | 266742 |  | 92070 | 34.5 | 370000 | 259000 | 2.8 | 387661
IBE_363 | 40.0351 | -3.9244 | N-3 | 453.8 | Congested | Viesgo | measured | 0.159 | Medium | 1 | Upgrade Iberdrola |  | 3 | 2 | 2 | 3 | 73 | 61 | 43.2 | 64.1 | FALSE | 100 | 7 | Defer unless strategic. Focus on grid upgrade. | 160045 |  | 50586 | 31.6 | 249000 | 174300 | 3.4 | 180995
IBE_364 | 39.791 | -3.9532 | N-3 | 453.8 | Congested | Endesa | unknown | 0 | Medium | 1 | Upgrade Iberdrola |  | 3 | 2 | 2 | 3 | 73 | 61 | 43.2 | 64.1 | FALSE | 100 | 7 | Defer unless strategic. Focus on grid upgrade. | 160045 |  | 50586 | 31.6 | 249000 | 174300 | 3.4 | 180995
IBE_365 | 39.4761 | -3.5948 | N-3 | 453.8 | Congested | Endesa | unknown | 0 | Medium | 2 | Partner Co-location | Área de servicio de la CM-42 | 3 | 2 | 2 | 3 | 73 | 61 | 43.2 | 64.1 | FALSE | 100 | 7 | Defer unless strategic. Focus on grid upgrade. | 160045 |  | 50586 | 31.6 | 249000 | 174300 | 3.4 | 180995
IBE_366 | 39.4001 | -3.3002 | N-3 | 453.8 | Congested | Endesa | unknown | 0 | Medium | 2 | Partner Co-location | Área de servicio de la CM-42 | 3 | 2 | 2 | 3 | 73 | 61 | 43.2 | 64.1 | FALSE | 100 | 7 | Defer unless strategic. Focus on grid upgrade. | 160045 |  | 50586 | 31.6 | 249000 | 174300 | 3.4 | 180995
IBE_367 | 39.2963 | -2.3792 | N-3 | 453.8 | Congested | Endesa | unknown | 0 | Medium | 2 | Partner Co-location | Top Oil | 3 | 2 | 2 | 3 | 73 | 61 | 43.2 | 64.1 | FALSE | 100 | 7 | Defer unless strategic. Focus on grid upgrade. | 160045 |  | 50586 | 31.6 | 249000 | 174300 | 3.4 | 180995
IBE_368 | 39.1389 | -2.0411 | N-3 | 453.8 | Congested | Endesa | unknown | 0 | Medium | 2 | Partner Co-location | EXIT Los Abades de La Gineta | 3 | 2 | 2 | 3 | 73 | 61 | 43.2 | 64.1 | FALSE | 100 | 7 | Defer unless strategic. Focus on grid upgrade. | 160045 |  | 50586 | 31.6 | 249000 | 174300 | 3.4 | 180995
IBE_369 | 39.1006 | -1.5654 | N-3 | 453.8 | Sufficient | i-DE | measured | 12.99 | Medium | 2 | Partner Co-location | Gasolineras Del Rey | 3 | 2 | 2 | 3 | 73 | 61 | 43.2 | 64.1 | FALSE | 100 | 3 | Deploy standard (8 chargers). Monitor growth. | 160045 |  | 50586 | 31.6 | 129000 | 90300 | 1.8 | 264995
IBE_370 | 38.9614 | -1.1846 | N-3 | 453.8 | Sufficient | i-DE | measured | 12.99 | Medium | 2 | Partner Co-location | FRANCISCO SAEZ EGIDO | 3 | 2 | 2 | 3 | 73 | 61 | 43.2 | 64.1 | FALSE | 100 | 3 | Deploy standard (8 chargers). Monitor growth. | 160045 |  | 50586 | 31.6 | 129000 | 90300 | 1.8 | 264995
IBE_371 | 40.0177 | -3.6361 | N-301 | 488.9 | Congested | Viesgo | measured | 0.173 | High | 2 | Partner Co-location | Moeve | 5 | 2 | 3 | 5 | 148 | 125 | 52.5 | 78 | FALSE | 100 | 4 | Grid upgrade prerequisite. Partner with DSO. | 266742 |  | 92070 | 34.5 | 305000 | 213500 | 2.3 | 433161
IBE_372 | 39.6554 | -3.4451 | N-301 | 488.9 | Congested | Endesa | measured | 0.15 | High | 3 | New Partner | New site needed | 5 | 2 | 3 | 5 | 148 | 125 | 52.5 | 78 | FALSE | 100 | 4 | Grid upgrade prerequisite. Partner with DSO. | 266742 |  | 92070 | 34.5 | 370000 | 259000 | 2.8 | 387661
IBE_373 | 39.3713 | -3.2301 | N-301 | 488.9 | Congested | Endesa | unknown | 0 | High | 2 | Partner Co-location | Estación de Servicio Carrefour Alcázar de San Juan | 5 | 2 | 3 | 5 | 148 | 125 | 52.5 | 78 | FALSE | 100 | 4 | Grid upgrade prerequisite. Partner with DSO. | 266742 |  | 92070 | 34.5 | 305000 | 213500 | 2.3 | 433161
IBE_374 | 39.04 | -2.2604 | N-301 | 488.9 | Congested | Endesa | unknown | 0 | High | 3 | New Partner | New site needed | 5 | 2 | 3 | 5 | 148 | 125 | 52.5 | 78 | FALSE | 100 | 4 | Grid upgrade prerequisite. Partner with DSO. | 266742 |  | 92070 | 34.5 | 370000 | 259000 | 2.8 | 387661
IBE_375 | 38.9613 | -1.8046 | N-301 | 488.9 | Sufficient | i-DE | measured | 19.85 | High | 2 | Partner Co-location | Moeve | 5 | 2 | 3 | 5 | 148 | 125 | 52.5 | 78 | FALSE | 100 | 1 | Deploy full hub (12 chargers). Top priority. | 266742 |  | 92070 | 34.5 | 185000 | 129500 | 1.4 | 517161
IBE_376 | 38.8765 | -1.2643 | N-301 | 488.9 | Sufficient | i-DE | measured | 12.99 | High | 3 | New Partner | New site needed | 5 | 2 | 3 | 5 | 148 | 125 | 52.5 | 78 | FALSE | 100 | 1 | Deploy full hub (12 chargers). Top priority. | 266742 |  | 92070 | 34.5 | 250000 | 175000 | 1.9 | 471661
IBE_377 | 38.8605 | -1.0395 | N-301 | 488.9 | Sufficient | i-DE | measured | 12.99 | High | 2 | Partner Co-location | Moeve | 5 | 2 | 3 | 5 | 148 | 125 | 52.5 | 78 | FALSE | 100 | 1 | Deploy full hub (12 chargers). Top priority. | 266742 |  | 92070 | 34.5 | 185000 | 129500 | 1.4 | 517161
IBE_378 | 38.4891 | -0.77378 | N-301 | 488.9 | Sufficient | i-DE | measured | 25.55 | High | 2 | Partner Co-location | Carrefour | 5 | 2 | 3 | 5 | 148 | 125 | 52.5 | 78 | FALSE | 100 | 1 | Deploy full hub (12 chargers). Top priority. | 266742 |  | 92070 | 34.5 | 185000 | 129500 | 1.4 | 517161
IBE_379 | 38.5243 | -3.5735 | N-310 | 76.2 | Congested | Endesa | unknown | 0 | Low | 2 | Partner Co-location | Virgen del Valle | 14 | 2 | 9 | 14 | 472 | 398 | 59.8 | 88.8 | FALSE | 100 | 9 | Skip for 2027. Revisit next cycle. | 746878 |  | 278748 | 37.3 | 557000 | 389900 | 1.4 | 1567909
IBE_380 | 39.679 | -1.8571 | N-320 | 162 | Sufficient | Endesa | measured | 7.15 | Medium | 3 | New Partner | New site needed | 7 | 2 | 5 | 7 | 230 | 194 | 58.3 | 86.5 | FALSE | 100 | 3 | Deploy standard (8 chargers). Monitor growth. | 373439 |  | 133554 | 35.8 | 306000 | 214200 | 1.6 | 723827
IBE_381 | 39.5292 | -1.5665 | N-320 | 162 | Sufficient | Endesa | measured | 7.15 | Medium | 2 | Partner Co-location | Santísimo Cristo de la Salud, Sociedad Cooperativa de CLM | 7 | 2 | 5 | 7 | 230 | 194 | 58.3 | 86.5 | FALSE | 100 | 3 | Deploy standard (8 chargers). Monitor growth. | 373439 |  | 133554 | 35.8 | 241000 | 168700 | 1.3 | 769327
IBE_382 | 39.4823 | -1.0594 | N-320 | 162 | Sufficient | i-DE | measured | 38.17 | Medium | 2 | Partner Co-location |  | 7 | 2 | 5 | 7 | 230 | 194 | 58.3 | 86.5 | FALSE | 100 | 3 | Deploy standard (8 chargers). Monitor growth. | 373439 |  | 133554 | 35.8 | 241000 | 168700 | 1.3 | 769327
IBE_383 | 38.2699 | -3.2265 | N-322 | 288.7 | Congested | Endesa | unknown | 0 | Medium | 2 | Partner Co-location | Estación de Servicio San Antonio | 7 | 2 | 4 | 7 | 220 | 186 | 55.8 | 82.8 | FALSE | 100 | 7 | Defer unless strategic. Focus on grid upgrade. | 373439 |  | 133554 | 35.8 | 361000 | 252700 | 1.9 | 685327
IBE_384 | 38.3249 | -2.8892 | N-322 | 288.7 | Congested | Endesa | unknown | 0 | Medium | 2 | Partner Co-location | Repsol | 7 | 2 | 4 | 7 | 220 | 186 | 55.8 | 82.8 | FALSE | 100 | 7 | Defer unless strategic. Focus on grid upgrade. | 373439 |  | 133554 | 35.8 | 361000 | 252700 | 1.9 | 685327
IBE_385 | 38.6162 | -2.5542 | N-322 | 288.7 | Congested | Endesa | unknown | 0 | Medium | 3 | New Partner | New site needed | 7 | 2 | 4 | 7 | 220 | 186 | 55.8 | 82.8 | FALSE | 100 | 7 | Defer unless strategic. Focus on grid upgrade. | 373439 |  | 133554 | 35.8 | 426000 | 298200 | 2.2 | 639827
IBE_386 | 38.5889 | -2.537 | N-322 | 288.7 | Congested | Endesa | unknown | 0 | Medium | 3 | New Partner | New site needed | 7 | 2 | 4 | 7 | 220 | 186 | 55.8 | 82.8 | FALSE | 100 | 7 | Defer unless strategic. Focus on grid upgrade. | 373439 |  | 133554 | 35.8 | 426000 | 298200 | 2.2 | 639827
IBE_387 | 38.8289 | -2.2534 | N-322 | 288.7 | Congested | Endesa | unknown | 0 | Medium | 3 | New Partner | New site needed | 7 | 2 | 4 | 7 | 220 | 186 | 55.8 | 82.8 | FALSE | 100 | 7 | Defer unless strategic. Focus on grid upgrade. | 373439 |  | 133554 | 35.8 | 426000 | 298200 | 2.2 | 639827
IBE_388 | 40.7534 | -1.3329 | N-330 | 1022 | Congested | Endesa | unknown | 0 | High | 2 | Partner Co-location | Repsol | 3 | 2 | 2 | 3 | 84 | 71 | 49.7 | 73.8 | FALSE | 100 | 4 | Grid upgrade prerequisite. Partner with DSO. | 160045 |  | 50586 | 31.6 | 249000 | 174300 | 3.4 | 180995
IBE_389 | 40.3698 | -1.1194 | N-330 | 1022 | Congested | Endesa | unknown | 0 | High | 2 | Partner Co-location | CIVERA | 3 | 2 | 2 | 3 | 84 | 71 | 49.7 | 73.8 | FALSE | 100 | 4 | Grid upgrade prerequisite. Partner with DSO. | 160045 |  | 50586 | 31.6 | 249000 | 174300 | 3.4 | 180995
IBE_390 | 40.0329 | -1.2987 | N-330 | 1022 | Congested | Endesa | unknown | 0 | High | 2 | Partner Co-location | Repsol | 3 | 2 | 2 | 3 | 84 | 71 | 49.7 | 73.8 | FALSE | 100 | 4 | Grid upgrade prerequisite. Partner with DSO. | 160045 |  | 50586 | 31.6 | 249000 | 174300 | 3.4 | 180995
IBE_391 | 39.6953 | -1.2469 | N-330 | 1022 | Sufficient | Endesa | measured | 7.15 | High | 2 | Partner Co-location | MANCEBO | 3 | 2 | 2 | 3 | 84 | 71 | 49.7 | 73.8 | FALSE | 100 | 1 | Deploy full hub (12 chargers). Top priority. | 160045 |  | 50586 | 31.6 | 129000 | 90300 | 1.8 | 264995
IBE_392 | 38.9542 | -1.0808 | N-330 | 1022 | Sufficient | i-DE | measured | 12.99 | High | 3 | New Partner | New site needed | 3 | 2 | 2 | 3 | 84 | 71 | 49.7 | 73.8 | FALSE | 100 | 1 | Deploy full hub (12 chargers). Top priority. | 160045 |  | 50586 | 31.6 | 194000 | 135800 | 2.7 | 219495
IBE_393 | 39.2096 | -1.0639 | N-330 | 1022 | Sufficient | i-DE | measured | 38.17 | High | 3 | New Partner | New site needed | 3 | 2 | 2 | 3 | 84 | 71 | 49.7 | 73.8 | FALSE | 100 | 1 | Deploy full hub (12 chargers). Top priority. | 160045 |  | 50586 | 31.6 | 194000 | 135800 | 2.7 | 219495
IBE_394 | 39.5686 | -1.1921 | N-330 | 1022 | Congested | Viesgo | measured | 0.03 | High | 2 | Partner Co-location | Repsol | 3 | 2 | 2 | 3 | 84 | 71 | 49.7 | 73.8 | FALSE | 100 | 4 | Grid upgrade prerequisite. Partner with DSO. | 160045 |  | 50586 | 31.6 | 249000 | 174300 | 3.4 | 180995
IBE_395 | 39.9092 | -1.3599 | N-330 | 1022 | Sufficient | Endesa | measured | 7.15 | High | 2 | Partner Co-location | CASTILLA ENERGIA | 3 | 2 | 2 | 3 | 84 | 71 | 49.7 | 73.8 | FALSE | 100 | 1 | Deploy full hub (12 chargers). Top priority. | 160045 |  | 50586 | 31.6 | 129000 | 90300 | 1.8 | 264995
IBE_396 | 40.2431 | -1.1728 | N-330 | 1022 | Congested | Endesa | unknown | 0 | High | 3 | New Partner | New site needed | 3 | 2 | 2 | 3 | 84 | 71 | 49.7 | 73.8 | FALSE | 100 | 4 | Grid upgrade prerequisite. Partner with DSO. | 160045 |  | 50586 | 31.6 | 314000 | 219800 | 4.3 | 135495
IBE_397 | 40.603 | -1.2859 | N-330 | 1022 | Congested | Endesa | unknown | 0 | High | 2 | Partner Co-location | U. S. TORRELACARCEL | 3 | 2 | 2 | 3 | 84 | 71 | 49.7 | 73.8 | FALSE | 100 | 4 | Grid upgrade prerequisite. Partner with DSO. | 160045 |  | 50586 | 31.6 | 249000 | 174300 | 3.4 | 180995
IBE_398 | 41.0187 | -1.2679 | N-330 | 1022 | Congested | Endesa | unknown | 0 | High | 2 | Partner Co-location |  | 3 | 2 | 2 | 3 | 84 | 71 | 49.7 | 73.8 | FALSE | 100 | 4 | Grid upgrade prerequisite. Partner with DSO. | 160045 |  | 50586 | 31.6 | 249000 | 174300 | 3.4 | 180995
IBE_399 | 41.4177 | -1.1539 | N-330 | 1022 | Congested | Endesa | unknown | 0 | High | 2 | Partner Co-location | Repsol | 3 | 2 | 2 | 3 | 84 | 71 | 49.7 | 73.8 | FALSE | 100 | 4 | Grid upgrade prerequisite. Partner with DSO. | 160045 |  | 50586 | 31.6 | 249000 | 174300 | 3.4 | 180995
IBE_400 | 41.7654 | -0.83564 | N-330 | 1022 | Congested | Endesa | unknown | 0 | High | 2 | Partner Co-location | Estación de Servicio Porta | 3 | 2 | 2 | 3 | 84 | 71 | 49.7 | 73.8 | FALSE | 100 | 4 | Grid upgrade prerequisite. Partner with DSO. | 160045 |  | 50586 | 31.6 | 249000 | 174300 | 3.4 | 180995
IBE_401 | 42.0942 | -0.47563 | N-330 | 1022 | Congested | Endesa | unknown | 0 | High | 2 | Partner Co-location | Moeve | 3 | 2 | 2 | 3 | 84 | 71 | 49.7 | 73.8 | FALSE | 100 | 4 | Grid upgrade prerequisite. Partner with DSO. | 160045 |  | 50586 | 31.6 | 249000 | 174300 | 3.4 | 180995
IBE_402 | 42.4871 | -0.37279 | N-330 | 1022 | Congested | Endesa | unknown | 0 | High | 2 | Partner Co-location | Repsol | 3 | 2 | 2 | 3 | 84 | 71 | 49.7 | 73.8 | FALSE | 100 | 4 | Grid upgrade prerequisite. Partner with DSO. | 160045 |  | 50586 | 31.6 | 249000 | 174300 | 3.4 | 180995
IBE_403 | 42.8043 | -0.55651 | N-330 | 1022 | Congested | Endesa | unknown | 0 | High | 3 | New Partner | New site needed | 3 | 2 | 2 | 3 | 84 | 71 | 49.7 | 73.8 | FALSE | 100 | 4 | Grid upgrade prerequisite. Partner with DSO. | 160045 |  | 50586 | 31.6 | 314000 | 219800 | 4.3 | 135495
IBE_404 | 42.5137 | -0.34362 | N-330 | 1022 | Congested | Endesa | unknown | 0 | High | 2 | Partner Co-location | Repsol | 3 | 2 | 2 | 3 | 84 | 71 | 49.7 | 73.8 | FALSE | 100 | 4 | Grid upgrade prerequisite. Partner with DSO. | 160045 |  | 50586 | 31.6 | 249000 | 174300 | 3.4 | 180995
IBE_405 | 42.1426 | -0.43089 | N-330 | 1022 | Congested | Endesa | unknown | 0 | High | 2 | Partner Co-location | Carrefour | 3 | 2 | 2 | 3 | 84 | 71 | 49.7 | 73.8 | FALSE | 100 | 4 | Grid upgrade prerequisite. Partner with DSO. | 160045 |  | 50586 | 31.6 | 249000 | 174300 | 3.4 | 180995
IBE_406 | 42.351 | -0.39735 | N-330 | 1022 | Congested | Endesa | unknown | 0 | High | 2 | Partner Co-location |  | 3 | 2 | 2 | 3 | 84 | 71 | 49.7 | 73.8 | FALSE | 100 | 4 | Grid upgrade prerequisite. Partner with DSO. | 160045 |  | 50586 | 31.6 | 249000 | 174300 | 3.4 | 180995
IBE_407 | 37.9152 | -4.3781 | N-331 | 215.8 | Congested | Endesa | unknown | 0 | Medium | 2 | Partner Co-location | Dispesur | 5 | 2 | 3 | 5 | 145 | 122 | 51.5 | 76.4 | FALSE | 100 | 7 | Defer unless strategic. Focus on grid upgrade. | 266742 |  | 92070 | 34.5 | 305000 | 213500 | 2.3 | 433161
IBE_408 | 37.6813 | -4.458 | N-331 | 215.8 | Congested | Endesa | unknown | 0 | Medium | 2 | Partner Co-location | Repsol | 5 | 2 | 3 | 5 | 145 | 122 | 51.5 | 76.4 | FALSE | 100 | 7 | Defer unless strategic. Focus on grid upgrade. | 266742 |  | 92070 | 34.5 | 305000 | 213500 | 2.3 | 433161
IBE_409 | 37.543 | -4.0138 | N-331 | 215.8 | Congested | Endesa | unknown | 0 | Medium | 2 | Partner Co-location | Repsol | 5 | 2 | 3 | 5 | 145 | 122 | 51.5 | 76.4 | FALSE | 100 | 7 | Defer unless strategic. Focus on grid upgrade. | 266742 |  | 92070 | 34.5 | 305000 | 213500 | 2.3 | 433161
IBE_410 | 37.227 | -3.7356 | N-331 | 215.8 | Congested | Endesa | unknown | 0 | Medium | 2 | Partner Co-location | Estación de Servicio ASC Fuente Vaqueros | 5 | 2 | 3 | 5 | 145 | 122 | 51.5 | 76.4 | FALSE | 100 | 7 | Defer unless strategic. Focus on grid upgrade. | 266742 |  | 92070 | 34.5 | 305000 | 213500 | 2.3 | 433161
IBE_411 | 38.0299 | -0.72684 | N-332 | 141.2 | Sufficient | i-DE | measured | 1.83 | High | 1 | Upgrade Iberdrola | Iberdrola Oasis Center | 25 | 2 | 15 | 25 | 824 | 696 | 58.5 | 86.8 | FALSE | 100 | 1 | Deploy full hub (12 chargers). Top priority. | 1333710 |  | 506910 | 38 | 745000 | 521500 | 1 | 3038824
IBE_412 | 37.6698 | -0.89689 | N-332 | 141.2 | Sufficient | i-DE | measured | 21.41 | High | 2 | Partner Co-location | Petronor | 25 | 2 | 15 | 25 | 824 | 696 | 58.5 | 86.8 | FALSE | 100 | 1 | Deploy full hub (12 chargers). Top priority. | 1333710 |  | 506910 | 38 | 745000 | 521500 | 1 | 3038824
IBE_413 | 36.175 | -5.4541 | N-340 | 1325.6 | Congested | Endesa | unknown | 0 | High | 1 | Upgrade Iberdrola |  | 8 | 2 | 5 | 8 | 261 | 220 | 57.9 | 85.9 | FALSE | 100 | 4 | Grid upgrade prerequisite. Partner with DSO. | 426787 |  | 154296 | 36.2 | 389000 | 272300 | 1.8 | 811411
IBE_414 | 36.4593 | -5.1181 | N-340 | 1325.6 | Congested | Endesa | unknown | 0 | High | 1 | Upgrade Iberdrola |  | 8 | 2 | 5 | 8 | 261 | 220 | 57.9 | 85.9 | FALSE | 100 | 4 | Grid upgrade prerequisite. Partner with DSO. | 426787 |  | 154296 | 36.2 | 389000 | 272300 | 1.8 | 811411
IBE_415 | 36.5598 | -4.6562 | N-340 | 1325.6 | Congested | Endesa | unknown | 0 | High | 1 | Upgrade Iberdrola |  | 8 | 2 | 5 | 8 | 261 | 220 | 57.9 | 85.9 | FALSE | 100 | 4 | Grid upgrade prerequisite. Partner with DSO. | 426787 |  | 154296 | 36.2 | 389000 | 272300 | 1.8 | 811411
IBE_416 | 36.7248 | -4.2519 | N-340 | 1325.6 | Congested | Endesa | unknown | 0 | High | 1 | Upgrade Iberdrola |  | 8 | 2 | 5 | 8 | 261 | 220 | 57.9 | 85.9 | FALSE | 100 | 4 | Grid upgrade prerequisite. Partner with DSO. | 426787 |  | 154296 | 36.2 | 389000 | 272300 | 1.8 | 811411
IBE_417 | 36.7526 | -3.7348 | N-340 | 1325.6 | Congested | Endesa | unknown | 0 | High | 2 | Partner Co-location | Estación de Servicio Moeve La Herradura | 8 | 2 | 5 | 8 | 261 | 220 | 57.9 | 85.9 | FALSE | 100 | 4 | Grid upgrade prerequisite. Partner with DSO. | 426787 |  | 154296 | 36.2 | 389000 | 272300 | 1.8 | 811411
IBE_418 | 36.7507 | -3.3055 | N-340 | 1325.6 | Congested | Endesa | unknown | 0 | High | 3 | New Partner | New site needed | 8 | 2 | 5 | 8 | 261 | 220 | 57.9 | 85.9 | FALSE | 100 | 4 | Grid upgrade prerequisite. Partner with DSO. | 426787 |  | 154296 | 36.2 | 454000 | 317800 | 2.1 | 765911
IBE_419 | 36.768 | -2.7837 | N-340 | 1325.6 | Congested | Endesa | unknown | 0 | High | 2 | Partner Co-location | TRUCK STOP EL EJIDO S.A. | 8 | 2 | 5 | 8 | 261 | 220 | 57.9 | 85.9 | FALSE | 100 | 4 | Grid upgrade prerequisite. Partner with DSO. | 426787 |  | 154296 | 36.2 | 389000 | 272300 | 1.8 | 811411
IBE_420 | 36.8738 | -2.3376 | N-340 | 1325.6 | Congested | Endesa | unknown | 0 | High | 2 | Partner Co-location | Repsol | 8 | 2 | 5 | 8 | 261 | 220 | 57.9 | 85.9 | FALSE | 100 | 4 | Grid upgrade prerequisite. Partner with DSO. | 426787 |  | 154296 | 36.2 | 389000 | 272300 | 1.8 | 811411
IBE_421 | 37.5768 | -1.2456 | N-340 | 1325.6 | Sufficient | i-DE | measured | 22.42 | High | 1 | Upgrade Iberdrola |  | 8 | 2 | 5 | 8 | 261 | 220 | 57.9 | 85.9 | FALSE | 100 | 1 | Deploy full hub (12 chargers). Top priority. | 426787 |  | 154296 | 36.2 | 269000 | 188300 | 1.2 | 895411
IBE_422 | 37.7177 | -0.86952 | N-340 | 1325.6 | Sufficient | i-DE | measured | 21.41 | High | 2 | Partner Co-location | Repsol | 8 | 2 | 5 | 8 | 261 | 220 | 57.9 | 85.9 | FALSE | 100 | 1 | Deploy full hub (12 chargers). Top priority. | 426787 |  | 154296 | 36.2 | 269000 | 188300 | 1.2 | 895411
IBE_423 | 38.087 | -0.76475 | N-340 | 1325.6 | Sufficient | i-DE | measured | 1.83 | High | 1 | Upgrade Iberdrola | Iberdrola Oasis Center | 8 | 2 | 5 | 8 | 261 | 220 | 57.9 | 85.9 | FALSE | 100 | 1 | Deploy full hub (12 chargers). Top priority. | 426787 |  | 154296 | 36.2 | 269000 | 188300 | 1.2 | 895411
IBE_424 | 38.3347 | -0.51088 | N-340 | 1325.6 | Sufficient | i-DE | measured | 23.6 | High | 1 | Upgrade Iberdrola |  | 8 | 2 | 5 | 8 | 261 | 220 | 57.9 | 85.9 | FALSE | 100 | 1 | Deploy full hub (12 chargers). Top priority. | 426787 |  | 154296 | 36.2 | 269000 | 188300 | 1.2 | 895411
IBE_425 | 38.5831 | -0.11001 | N-340 | 1325.6 | Sufficient | i-DE | measured | 6.69 | High | 1 | Upgrade Iberdrola |  | 8 | 2 | 5 | 8 | 261 | 220 | 57.9 | 85.9 | FALSE | 100 | 1 | Deploy full hub (12 chargers). Top priority. | 426787 |  | 154296 | 36.2 | 269000 | 188300 | 1.2 | 895411
IBE_426 | 38.8809 | -0.04684 | N-340 | 1325.6 | Moderate | i-DE | measured | 1.51 | High | 1 | Upgrade Iberdrola |  | 8 | 2 | 5 | 8 | 261 | 220 | 57.9 | 85.9 | FALSE | 100 | 2 | Deploy 4-11 chargers. Plan grid expansion. | 426787 |  | 154296 | 36.2 | 269000 | 188300 | 1.2 | 895411
IBE_427 | 39.1758 | -0.38323 | N-340 | 1325.6 | Sufficient | i-DE | measured | 45.47 | High | 2 | Partner Co-location | Petronor | 8 | 2 | 5 | 8 | 261 | 220 | 57.9 | 85.9 | FALSE | 100 | 1 | Deploy full hub (12 chargers). Top priority. | 426787 |  | 154296 | 36.2 | 269000 | 188300 | 1.2 | 895411
IBE_428 | 39.5466 | -0.29885 | N-340 | 1325.6 | Sufficient | i-DE | measured | 4.31 | High | 1 | Upgrade Iberdrola |  | 8 | 2 | 5 | 8 | 261 | 220 | 57.9 | 85.9 | FALSE | 100 | 1 | Deploy full hub (12 chargers). Top priority. | 426787 |  | 154296 | 36.2 | 269000 | 188300 | 1.2 | 895411
IBE_429 | 39.8972 | -0.087355 | N-340 | 1325.6 | Congested | Viesgo | measured | 0.111 | High | 1 | Upgrade Iberdrola |  | 8 | 2 | 5 | 8 | 261 | 220 | 57.9 | 85.9 | FALSE | 100 | 4 | Grid upgrade prerequisite. Partner with DSO. | 426787 |  | 154296 | 36.2 | 389000 | 272300 | 1.8 | 811411
IBE_430 | 40.469 | 0.44059 | N-340 | 1325.6 | Congested | Endesa | unknown | 0 | High | 1 | Upgrade Iberdrola |  | 8 | 2 | 5 | 8 | 261 | 220 | 57.9 | 85.9 | FALSE | 100 | 4 | Grid upgrade prerequisite. Partner with DSO. | 426787 |  | 154296 | 36.2 | 389000 | 272300 | 1.8 | 811411
IBE_431 | 40.7253 | 0.66905 | N-340 | 1325.6 | Congested | Endesa | unknown | 0 | High | 2 | Partner Co-location | Arrossaires | 8 | 2 | 5 | 8 | 261 | 220 | 57.9 | 85.9 | FALSE | 100 | 4 | Grid upgrade prerequisite. Partner with DSO. | 426787 |  | 154296 | 36.2 | 389000 | 272300 | 1.8 | 811411
IBE_432 | 41.0248 | 0.93148 | N-340 | 1325.6 | Congested | Endesa | unknown | 0 | High | 2 | Partner Co-location | Repsol | 8 | 2 | 5 | 8 | 261 | 220 | 57.9 | 85.9 | FALSE | 100 | 4 | Grid upgrade prerequisite. Partner with DSO. | 426787 |  | 154296 | 36.2 | 389000 | 272300 | 1.8 | 811411
IBE_433 | 41.1775 | 1.4286 | N-340 | 1325.6 | Congested | Endesa | unknown | 0 | High | 2 | Partner Co-location | Petrocat | 8 | 2 | 5 | 8 | 261 | 220 | 57.9 | 85.9 | FALSE | 100 | 4 | Grid upgrade prerequisite. Partner with DSO. | 426787 |  | 154296 | 36.2 | 389000 | 272300 | 1.8 | 811411
IBE_434 | 41.2641 | 1.9335 | N-340 | 1325.6 | Congested | Endesa | unknown | 0 | High | 2 | Partner Co-location |  | 8 | 2 | 5 | 8 | 261 | 220 | 57.9 | 85.9 | FALSE | 100 | 4 | Grid upgrade prerequisite. Partner with DSO. | 426787 |  | 154296 | 36.2 | 389000 | 272300 | 1.8 | 811411
IBE_435 | 37.5842 | -4.12 | N-344 | 127.9 | Congested | Endesa | unknown | 0 | Medium | 2 | Partner Co-location | Moeve | 11 | 2 | 7 | 11 | 372 | 314 | 60 | 89.1 | FALSE | 100 | 7 | Defer unless strategic. Focus on grid upgrade. | 586832 |  | 216522 | 36.9 | 473000 | 331100 | 1.5 | 1189660
IBE_436 | 37.3007 | -3.8155 | N-344 | 127.9 | Congested | Endesa | unknown | 0 | Medium | 2 | Partner Co-location | Repsol | 11 | 2 | 7 | 11 | 372 | 314 | 60 | 89.1 | FALSE | 100 | 7 | Defer unless strategic. Focus on grid upgrade. | 586832 |  | 216522 | 36.9 | 473000 | 331100 | 1.5 | 1189660
IBE_437 | 39.7891 | -3.941 | N-4 | 711.8 | Congested | Endesa | unknown | 0 | Medium | 1 | Upgrade Iberdrola |  | 3 | 2 | 2 | 3 | 78 | 66 | 46.2 | 68.5 | FALSE | 100 | 7 | Defer unless strategic. Focus on grid upgrade. | 160045 |  | 50586 | 31.6 | 249000 | 174300 | 3.4 | 180995
IBE_438 | 39.0372 | -3.9313 | N-4 | 711.8 | Moderate | Naturgy | measured | 0.67 | Medium | 1 | Upgrade Iberdrola | punto recarga cohes electricos | 3 | 2 | 2 | 3 | 78 | 66 | 46.2 | 68.5 | FALSE | 100 | 5 | Deploy minimum (4 chargers). Grid constrains expansion. | 160045 |  | 50586 | 31.6 | 129000 | 90300 | 1.8 | 264995
IBE_439 | 38.694 | -4.1095 | N-4 | 711.8 | Moderate | Naturgy | measured | 0.84 | Medium | 1 | Upgrade Iberdrola |  | 3 | 2 | 2 | 3 | 78 | 66 | 46.2 | 68.5 | FALSE | 100 | 5 | Deploy minimum (4 chargers). Grid constrains expansion. | 160045 |  | 50586 | 31.6 | 129000 | 90300 | 1.8 | 264995
IBE_440 | 38.6706 | -4.2986 | N-4 | 711.8 | Congested | Endesa | unknown | 0 | Medium | 2 | Partner Co-location | Repsol | 3 | 2 | 2 | 3 | 78 | 66 | 46.2 | 68.5 | FALSE | 100 | 7 | Defer unless strategic. Focus on grid upgrade. | 160045 |  | 50586 | 31.6 | 249000 | 174300 | 3.4 | 180995
IBE_441 | 38.2724 | -4.319 | N-4 | 711.8 | Congested | Endesa | unknown | 0 | Medium | 2 | Partner Co-location | Repsol | 3 | 2 | 2 | 3 | 78 | 66 | 46.2 | 68.5 | FALSE | 100 | 7 | Defer unless strategic. Focus on grid upgrade. | 160045 |  | 50586 | 31.6 | 249000 | 174300 | 3.4 | 180995
IBE_442 | 37.9488 | -4.5418 | N-4 | 711.8 | Congested | Endesa | unknown | 0 | Medium | 2 | Partner Co-location | Repsol | 3 | 2 | 2 | 3 | 78 | 66 | 46.2 | 68.5 | FALSE | 100 | 7 | Defer unless strategic. Focus on grid upgrade. | 160045 |  | 50586 | 31.6 | 249000 | 174300 | 3.4 | 180995
IBE_443 | 37.7687 | -4.8183 | N-4 | 711.8 | Congested | Endesa | unknown | 0 | Medium | 2 | Partner Co-location | Estación de Servicio Cuesta del Espino | 3 | 2 | 2 | 3 | 78 | 66 | 46.2 | 68.5 | FALSE | 100 | 7 | Defer unless strategic. Focus on grid upgrade. | 160045 |  | 50586 | 31.6 | 249000 | 174300 | 3.4 | 180995
IBE_444 | 37.5243 | -5.2408 | N-4 | 711.8 | Congested | Endesa | unknown | 0 | Medium | 2 | Partner Co-location | Petroplus | 3 | 2 | 2 | 3 | 78 | 66 | 46.2 | 68.5 | FALSE | 100 | 7 | Defer unless strategic. Focus on grid upgrade. | 160045 |  | 50586 | 31.6 | 249000 | 174300 | 3.4 | 180995
IBE_445 | 37.4494 | -5.7724 | N-4 | 711.8 | Congested | Endesa | unknown | 0 | Medium | 2 | Partner Co-location | Repsol | 3 | 2 | 2 | 3 | 78 | 66 | 46.2 | 68.5 | FALSE | 100 | 7 | Defer unless strategic. Focus on grid upgrade. | 160045 |  | 50586 | 31.6 | 249000 | 174300 | 3.4 | 180995
IBE_446 | 37.1811 | -5.9107 | N-4 | 711.8 | Congested | Endesa | unknown | 0 | Medium | 2 | Partner Co-location | Área de Servicio La Florida | 3 | 2 | 2 | 3 | 78 | 66 | 46.2 | 68.5 | FALSE | 100 | 7 | Defer unless strategic. Focus on grid upgrade. | 160045 |  | 50586 | 31.6 | 249000 | 174300 | 3.4 | 180995
IBE_447 | 36.765 | -6.0421 | N-4 | 711.8 | Congested | Endesa | unknown | 0 | Medium | 2 | Partner Co-location | Moeve | 3 | 2 | 2 | 3 | 78 | 66 | 46.2 | 68.5 | FALSE | 100 | 7 | Defer unless strategic. Focus on grid upgrade. | 160045 |  | 50586 | 31.6 | 249000 | 174300 | 3.4 | 180995
IBE_448 | 39.3996 | -3.3171 | N-400 | 279.6 | Congested | Endesa | unknown | 0 | Medium | 2 | Partner Co-location | Galp | 9 | 2 | 6 | 9 | 307 | 259 | 60.5 | 89.9 | FALSE | 100 | 7 | Defer unless strategic. Focus on grid upgrade. | 480136 |  | 175038 | 36.5 | 417000 | 291900 | 1.7 | 937494
IBE_449 | 39.4981 | -2.831 | N-400 | 279.6 | Congested | Endesa | unknown | 0 | Medium | 2 | Partner Co-location | Moeve | 9 | 2 | 6 | 9 | 307 | 259 | 60.5 | 89.9 | FALSE | 100 | 7 | Defer unless strategic. Focus on grid upgrade. | 480136 |  | 175038 | 36.5 | 417000 | 291900 | 1.7 | 937494
IBE_450 | 39.0549 | -3.9318 | N-401 | 209.1 | Moderate | Naturgy | measured | 0.67 | Medium | 1 | Upgrade Iberdrola | punto recarga cohes electricos | 4 | 2 | 11 | 18 | 593 | 501 | 263.1 | 390.5 | FALSE | 100 | 5 | Deploy minimum (4 chargers). Grid constrains expansion. | 213394 |  | 71328 | 33.4 | 157000 | 109900 | 1.5 | 391078
IBE_451 | 39.9102 | -4.0802 | N-403 | 364.3 | Congested | Viesgo | measured | 0.159 | Medium | 1 | Upgrade Iberdrola |  | 5 | 2 | 3 | 5 | 138 | 116 | 49 | 72.7 | FALSE | 100 | 7 | Defer unless strategic. Focus on grid upgrade. | 266742 |  | 92070 | 34.5 | 305000 | 213500 | 2.3 | 433161
IBE_452 | 40.0135 | -4.5947 | N-403 | 364.3 | Moderate | i-DE | measured | 0.91 | Medium | 2 | Partner Co-location | Repsol | 5 | 2 | 3 | 5 | 138 | 116 | 49 | 72.7 | FALSE | 100 | 5 | Deploy minimum (4 chargers). Grid constrains expansion. | 266742 |  | 92070 | 34.5 | 185000 | 129500 | 1.4 | 517161
IBE_453 | 39.7726 | -4.9286 | N-403 | 364.3 | Moderate | i-DE | measured | 0.91 | Medium | 3 | New Partner | New site needed | 5 | 2 | 3 | 5 | 138 | 116 | 49 | 72.7 | FALSE | 100 | 5 | Deploy minimum (4 chargers). Grid constrains expansion. | 266742 |  | 92070 | 34.5 | 250000 | 175000 | 1.9 | 471661
IBE_454 | 39.4485 | -5.0227 | N-403 | 364.3 | Congested | Endesa | unknown | 0 | Medium | 2 | Partner Co-location | Estación de Servicio Gamba Oil | 5 | 2 | 3 | 5 | 138 | 116 | 49 | 72.7 | FALSE | 100 | 7 | Defer unless strategic. Focus on grid upgrade. | 266742 |  | 92070 | 34.5 | 305000 | 213500 | 2.3 | 433161
IBE_455 | 39.7844 | -5.1516 | N-403 | 364.3 | Moderate | i-DE | measured | 0.91 | Medium | 2 | Partner Co-location | Repsol | 5 | 2 | 3 | 5 | 138 | 116 | 49 | 72.7 | FALSE | 100 | 5 | Deploy minimum (4 chargers). Grid constrains expansion. | 266742 |  | 92070 | 34.5 | 185000 | 129500 | 1.4 | 517161
IBE_456 | 39.8749 | -5.5493 | N-403 | 364.3 | Sufficient | i-DE | measured | 6 | Medium | 2 | Partner Co-location | Repsol | 5 | 2 | 3 | 5 | 138 | 116 | 49 | 72.7 | FALSE | 100 | 3 | Deploy standard (8 chargers). Monitor growth. | 266742 |  | 92070 | 34.5 | 185000 | 129500 | 1.4 | 517161
IBE_457 | 37.9881 | -4.3118 | N-420 | 727.1 | Congested | Endesa | unknown | 0 | High | 2 | Partner Co-location | Repsol | 4 | 2 | 3 | 4 | 125 | 106 | 55.5 | 82.3 | FALSE | 100 | 4 | Grid upgrade prerequisite. Partner with DSO. | 213394 |  | 71328 | 33.4 | 277000 | 193900 | 2.7 | 307078
IBE_458 | 38.097 | -3.8002 | N-420 | 727.1 | Congested | Endesa | unknown | 0 | High | 2 | Partner Co-location | Urban oil | 4 | 2 | 3 | 4 | 125 | 106 | 55.5 | 82.3 | FALSE | 100 | 4 | Grid upgrade prerequisite. Partner with DSO. | 213394 |  | 71328 | 33.4 | 277000 | 193900 | 2.7 | 307078
IBE_459 | 38.3616 | -3.5245 | N-420 | 727.1 | Congested | Endesa | unknown | 0 | High | 2 | Partner Co-location | Repsol | 4 | 2 | 3 | 4 | 125 | 106 | 55.5 | 82.3 | FALSE | 100 | 4 | Grid upgrade prerequisite. Partner with DSO. | 213394 |  | 71328 | 33.4 | 277000 | 193900 | 2.7 | 307078
IBE_460 | 38.7702 | -3.4044 | N-420 | 727.1 | Moderate | Naturgy | measured | 0.67 | High | 2 | Partner Co-location | Moeve | 4 | 2 | 3 | 4 | 125 | 106 | 55.5 | 82.3 | FALSE | 100 | 2 | Deploy 4-11 chargers. Plan grid expansion. | 213394 |  | 71328 | 33.4 | 157000 | 109900 | 1.5 | 391078
IBE_461 | 38.9774 | -2.7598 | N-420 | 727.1 | Congested | Endesa | unknown | 0 | High | 2 | Partner Co-location |  | 4 | 2 | 3 | 4 | 125 | 106 | 55.5 | 82.3 | FALSE | 100 | 4 | Grid upgrade prerequisite. Partner with DSO. | 213394 |  | 71328 | 33.4 | 277000 | 193900 | 2.7 | 307078
IBE_462 | 39.3071 | -2.522 | N-420 | 727.1 | Congested | Endesa | unknown | 0 | High | 1 | Upgrade Iberdrola |  | 4 | 2 | 3 | 4 | 125 | 106 | 55.5 | 82.3 | FALSE | 100 | 4 | Grid upgrade prerequisite. Partner with DSO. | 213394 |  | 71328 | 33.4 | 277000 | 193900 | 2.7 | 307078
IBE_463 | 39.4119 | -2.1954 | N-420 | 727.1 | Sufficient | Endesa | measured | 18.83 | High | 2 | Partner Co-location | Petrobaires | 4 | 2 | 3 | 4 | 125 | 106 | 55.5 | 82.3 | FALSE | 100 | 1 | Deploy full hub (12 chargers). Top priority. | 213394 |  | 71328 | 33.4 | 157000 | 109900 | 1.5 | 391078
IBE_464 | 39.522 | -1.7831 | N-420 | 727.1 | Sufficient | Endesa | measured | 7.15 | High | 2 | Partner Co-location | SANTA MARÍA MAGDALENA S. COOP. DE C-LM | 4 | 2 | 3 | 4 | 125 | 106 | 55.5 | 82.3 | FALSE | 100 | 1 | Deploy full hub (12 chargers). Top priority. | 213394 |  | 71328 | 33.4 | 157000 | 109900 | 1.5 | 391078
IBE_465 | 39.5473 | -1.3455 | N-420 | 727.1 | Sufficient | Endesa | measured | 7.15 | High | 1 | Upgrade Iberdrola |  | 4 | 2 | 3 | 4 | 125 | 106 | 55.5 | 82.3 | FALSE | 100 | 1 | Deploy full hub (12 chargers). Top priority. | 213394 |  | 71328 | 33.4 | 157000 | 109900 | 1.5 | 391078
IBE_466 | 39.752 | -1.0801 | N-420 | 727.1 | Congested | Endesa | unknown | 0 | High | 2 | Partner Co-location | CAMPOL | 4 | 2 | 3 | 4 | 125 | 106 | 55.5 | 82.3 | FALSE | 100 | 4 | Grid upgrade prerequisite. Partner with DSO. | 213394 |  | 71328 | 33.4 | 277000 | 193900 | 2.7 | 307078
IBE_467 | 40.2162 | -0.93622 | N-420 | 727.1 | Congested | Endesa | unknown | 0 | High | 2 | Partner Co-location |  | 4 | 2 | 3 | 4 | 125 | 106 | 55.5 | 82.3 | FALSE | 100 | 4 | Grid upgrade prerequisite. Partner with DSO. | 213394 |  | 71328 | 33.4 | 277000 | 193900 | 2.7 | 307078
IBE_468 | 39.1286 | -4.8518 | N-430 | 359.2 | Congested | Endesa | unknown | 0 | High | 3 | New Partner | New site needed | 6 | 2 | 4 | 6 | 198 | 167 | 58.6 | 86.9 | FALSE | 100 | 4 | Grid upgrade prerequisite. Partner with DSO. | 320090 |  | 112812 | 35.2 | 398000 | 278600 | 2.5 | 513744
IBE_469 | 39.0924 | -5.0375 | N-430 | 359.2 | Congested | Endesa | unknown | 0 | High | 3 | New Partner | New site needed | 6 | 2 | 4 | 6 | 198 | 167 | 58.6 | 86.9 | FALSE | 100 | 4 | Grid upgrade prerequisite. Partner with DSO. | 320090 |  | 112812 | 35.2 | 398000 | 278600 | 2.5 | 513744
IBE_470 | 39.0972 | -5.5593 | N-430 | 359.2 | Congested | Endesa | unknown | 0 | High | 2 | Partner Co-location | Repsol | 6 | 2 | 4 | 6 | 198 | 167 | 58.6 | 86.9 | FALSE | 100 | 4 | Grid upgrade prerequisite. Partner with DSO. | 320090 |  | 112812 | 35.2 | 333000 | 233100 | 2.1 | 559244
IBE_471 | 39.434 | -5.7338 | N-430 | 359.2 | Sufficient | i-DE | measured | 3.62 | High | 2 | Partner Co-location | Iberdoex | 6 | 2 | 4 | 6 | 198 | 167 | 58.6 | 86.9 | FALSE | 100 | 1 | Deploy full hub (12 chargers). Top priority. | 320090 |  | 112812 | 35.2 | 213000 | 149100 | 1.3 | 643244
IBE_472 | 39.3438 | -6.3421 | N-430 | 359.2 | Congested | Endesa | unknown | 0 | High | 2 | Partner Co-location | Estación de Servicio Valdesalor | 6 | 2 | 4 | 6 | 198 | 167 | 58.6 | 86.9 | FALSE | 100 | 4 | Grid upgrade prerequisite. Partner with DSO. | 320090 |  | 112812 | 35.2 | 333000 | 233100 | 2.1 | 559244
IBE_473 | 38.1836 | -5.0403 | N-431 | 68.2 | Congested | Endesa | unknown | 0 | Low | 2 | Partner Co-location | Meroil | 9 | 2 | 6 | 9 | 306 | 259 | 60.4 | 89.6 | FALSE | 100 | 9 | Skip for 2027. Revisit next cycle. | 480136 |  | 175038 | 36.5 | 417000 | 291900 | 1.7 | 937494
IBE_474 | 38.204 | -4.9918 | N-432 | 318.4 | Congested | Endesa | unknown | 0 | High | 2 | Partner Co-location | Meroil | 9 | 2 | 6 | 9 | 302 | 255 | 59.6 | 88.4 | FALSE | 100 | 4 | Grid upgrade prerequisite. Partner with DSO. | 480136 |  | 175038 | 36.5 | 417000 | 291900 | 1.7 | 937494
IBE_475 | 38.5014 | -5.2127 | N-432 | 318.4 | Congested | Endesa | unknown | 0 | High | 3 | New Partner | New site needed | 9 | 2 | 6 | 9 | 302 | 255 | 59.6 | 88.4 | FALSE | 100 | 4 | Grid upgrade prerequisite. Partner with DSO. | 480136 |  | 175038 | 36.5 | 482000 | 337400 | 1.9 | 891994
IBE_476 | 38.7393 | -5.6063 | N-432 | 318.4 | Congested | Endesa | unknown | 0 | High | 3 | New Partner | New site needed | 9 | 2 | 6 | 9 | 302 | 255 | 59.6 | 88.4 | FALSE | 100 | 4 | Grid upgrade prerequisite. Partner with DSO. | 480136 |  | 175038 | 36.5 | 482000 | 337400 | 1.9 | 891994
IBE_477 | 38.907 | -5.8763 | N-432 | 318.4 | Congested | Endesa | unknown | 0 | High | 3 | New Partner | New site needed | 9 | 2 | 6 | 9 | 302 | 255 | 59.6 | 88.4 | FALSE | 100 | 4 | Grid upgrade prerequisite. Partner with DSO. | 480136 |  | 175038 | 36.5 | 482000 | 337400 | 1.9 | 891994
IBE_478 | 38.9479 | -6.2676 | N-432 | 318.4 | Congested | Endesa | unknown | 0 | High | 1 | Upgrade Iberdrola |  | 9 | 2 | 6 | 9 | 302 | 255 | 59.6 | 88.4 | FALSE | 100 | 4 | Grid upgrade prerequisite. Partner with DSO. | 480136 |  | 175038 | 36.5 | 417000 | 291900 | 1.7 | 937494
IBE_479 | 38.8634 | -6.7819 | N-432 | 318.4 | Congested | Endesa | unknown | 0 | High | 2 | Partner Co-location | Gasolinera Sociedad Cooperativa Aldea del Conde | 9 | 2 | 6 | 9 | 302 | 255 | 59.6 | 88.4 | FALSE | 100 | 4 | Grid upgrade prerequisite. Partner with DSO. | 480136 |  | 175038 | 36.5 | 417000 | 291900 | 1.7 | 937494
IBE_480 | 37.5454 | -5.0445 | N-433 | 272.2 | Congested | Endesa | unknown | 0 | Low | 2 | Partner Co-location | Estación de Servicio Moeve Astigi | 3 | 2 | 2 | 3 | 71 | 60 | 42 | 62.3 | FALSE | 100 | 9 | Skip for 2027. Revisit next cycle. | 160045 |  | 50586 | 31.6 | 249000 | 174300 | 3.4 | 180995
IBE_481 | 37.6333 | -5.5115 | N-433 | 272.2 | Congested | Endesa | unknown | 0 | Low | 2 | Partner Co-location | BP El Álamo | 3 | 2 | 2 | 3 | 71 | 60 | 42 | 62.3 | FALSE | 100 | 9 | Skip for 2027. Revisit next cycle. | 160045 |  | 50586 | 31.6 | 249000 | 174300 | 3.4 | 180995
IBE_482 | 37.9659 | -5.6639 | N-433 | 272.2 | Congested | Endesa | unknown | 0 | Low | 3 | New Partner | New site needed | 3 | 2 | 2 | 3 | 71 | 60 | 42 | 62.3 | FALSE | 100 | 9 | Skip for 2027. Revisit next cycle. | 160045 |  | 50586 | 31.6 | 314000 | 219800 | 4.3 | 135495
IBE_483 | 38.2355 | -6.0221 | N-433 | 272.2 | Congested | Endesa | unknown | 0 | Low | 2 | Partner Co-location | San Cristóbal | 3 | 2 | 2 | 3 | 71 | 60 | 42 | 62.3 | FALSE | 100 | 9 | Skip for 2027. Revisit next cycle. | 160045 |  | 50586 | 31.6 | 249000 | 174300 | 3.4 | 180995
IBE_484 | 37.936 | -6.2359 | N-433 | 272.2 | Congested | Endesa | unknown | 0 | Low | 1 | Upgrade Iberdrola |  | 3 | 2 | 2 | 3 | 71 | 60 | 42 | 62.3 | FALSE | 100 | 9 | Skip for 2027. Revisit next cycle. | 160045 |  | 50586 | 31.6 | 249000 | 174300 | 3.4 | 180995
IBE_485 | 37.5945 | -5.8795 | N-435 | 269.7 | Congested | Endesa | unknown | 0 | Medium | 2 | Partner Co-location | Q8 | 7 | 2 | 4 | 7 | 223 | 189 | 56.5 | 83.9 | FALSE | 100 | 7 | Defer unless strategic. Focus on grid upgrade. | 373439 |  | 133554 | 35.8 | 361000 | 252700 | 1.9 | 685327
IBE_486 | 37.3622 | -6.2055 | N-435 | 269.7 | Congested | Endesa | unknown | 0 | Medium | 1 | Upgrade Iberdrola |  | 7 | 2 | 4 | 7 | 223 | 189 | 56.5 | 83.9 | FALSE | 100 | 7 | Defer unless strategic. Focus on grid upgrade. | 373439 |  | 133554 | 35.8 | 361000 | 252700 | 1.9 | 685327
IBE_487 | 37.3358 | -6.7619 | N-435 | 269.7 | Congested | Endesa | unknown | 0 | Medium | 2 | Partner Co-location | Moeve | 7 | 2 | 4 | 7 | 223 | 189 | 56.5 | 83.9 | FALSE | 100 | 7 | Defer unless strategic. Focus on grid upgrade. | 373439 |  | 133554 | 35.8 | 361000 | 252700 | 1.9 | 685327
IBE_488 | 38.9529 | -6.2445 | N-5 | 177.8 | Congested | Endesa | unknown | 0 | Medium | 2 | Partner Co-location | Moeve | 7 | 2 | 5 | 7 | 226 | 191 | 57.3 | 85 | FALSE | 100 | 7 | Defer unless strategic. Focus on grid upgrade. | 373439 |  | 133554 | 35.8 | 361000 | 252700 | 1.9 | 685327
IBE_489 | 39.2338 | -5.8831 | N-5 | 177.8 | Congested | Endesa | unknown | 0 | Medium | 3 | New Partner | New site needed | 7 | 2 | 5 | 7 | 226 | 191 | 57.3 | 85 | FALSE | 100 | 7 | Defer unless strategic. Focus on grid upgrade. | 373439 |  | 133554 | 35.8 | 426000 | 298200 | 2.2 | 639827
IBE_490 | 39.6383 | -5.8171 | N-5 | 177.8 | Sufficient | i-DE | measured | 5.24 | Medium | 2 | Partner Co-location | Área de descanso | 7 | 2 | 5 | 7 | 226 | 191 | 57.3 | 85 | FALSE | 100 | 3 | Deploy standard (8 chargers). Monitor growth. | 373439 |  | 133554 | 35.8 | 241000 | 168700 | 1.3 | 769327
IBE_491 | 40.6847 | -4.1174 | N-501 | 230.7 | Congested | Naturgy | measured | 0.335 | Low | 1 | Upgrade Iberdrola |  | 3 | 2 | 2 | 3 | 90 | 76 | 53.3 | 79 | FALSE | 100 | 9 | Skip for 2027. Revisit next cycle. | 160045 |  | 50586 | 31.6 | 249000 | 174300 | 3.4 | 180995
IBE_492 | 40.6753 | -4.6116 | N-501 | 230.7 | Moderate | Naturgy | measured | 1.34 | Low | 1 | Upgrade Iberdrola |  | 3 | 2 | 2 | 3 | 90 | 76 | 53.3 | 79 | FALSE | 100 | 8 | Only at existing Iberdrola/partner. Monitor. | 160045 |  | 50586 | 31.6 | 129000 | 90300 | 1.8 | 264995
IBE_493 | 40.2062 | -5.0428 | N-501 | 230.7 | Moderate | i-DE | measured | 0.91 | Low | 2 | Partner Co-location | Fernández Bermejo | 3 | 2 | 2 | 3 | 90 | 76 | 53.3 | 79 | FALSE | 100 | 8 | Only at existing Iberdrola/partner. Monitor. | 160045 |  | 50586 | 31.6 | 129000 | 90300 | 1.8 | 264995
IBE_494 | 39.8905 | -5.4342 | N-502 | 137.8 | Sufficient | i-DE | measured | 4 | Medium | 2 | Partner Co-location | Galp | 15 | 2 | 9 | 15 | 487 | 412 | 57.6 | 85.5 | FALSE | 100 | 3 | Deploy standard (8 chargers). Monitor growth. | 800226 |  | 299490 | 37.4 | 465000 | 325500 | 1.1 | 1777992
IBE_495 | 39.6888 | -5.7123 | N-502 | 137.8 | Sufficient | i-DE | measured | 6 | Medium | 2 | Partner Co-location | La Ventilla del Camionero | 15 | 2 | 9 | 15 | 487 | 412 | 57.6 | 85.5 | FALSE | 100 | 3 | Deploy standard (8 chargers). Monitor growth. | 800226 |  | 299490 | 37.4 | 465000 | 325500 | 1.1 | 1777992
IBE_496 | 39.1984 | -6.9642 | N-521 | 167.8 | Congested | Endesa | unknown | 0 | Low | 2 | Partner Co-location | Repsol | 5 | 2 | 3 | 5 | 148 | 125 | 52.5 | 78 | FALSE | 100 | 9 | Skip for 2027. Revisit next cycle. | 266742 |  | 92070 | 34.5 | 305000 | 213500 | 2.3 | 433161
IBE_497 | 42.6227 | -8.101 | N-525 | 335.2 | Sufficient | Naturgy | measured | 3.278 | High | 2 | Partner Co-location |  | 8 | 2 | 5 | 8 | 254 | 214 | 56.4 | 83.6 | FALSE | 100 | 1 | Deploy full hub (12 chargers). Top priority. | 426787 |  | 154296 | 36.2 | 269000 | 188300 | 1.2 | 895411
IBE_498 | 42.0123 | -7.5792 | N-525 | 335.2 | Congested | Naturgy | measured | 0.474 | High | 2 | Partner Co-location | Repsol | 8 | 2 | 5 | 8 | 254 | 214 | 56.4 | 83.6 | FALSE | 100 | 4 | Grid upgrade prerequisite. Partner with DSO. | 426787 |  | 154296 | 36.2 | 389000 | 272300 | 1.8 | 811411
IBE_499 | 42.0586 | -7.1405 | N-525 | 335.2 | Sufficient | Endesa | measured | 13.06 | High | 2 | Partner Co-location | Repsol | 8 | 2 | 5 | 8 | 254 | 214 | 56.4 | 83.6 | FALSE | 100 | 1 | Deploy full hub (12 chargers). Top priority. | 426787 |  | 154296 | 36.2 | 269000 | 188300 | 1.2 | 895411
IBE_500 | 42.0555 | -6.5938 | N-525 | 335.2 | Moderate | Naturgy | measured | 0.664 | High | 2 | Partner Co-location | BP | 4 | 2 | 5 | 8 | 254 | 214 | 112.7 | 167.3 | FALSE | 100 | 2 | Deploy 4-11 chargers. Plan grid expansion. | 213394 |  | 71328 | 33.4 | 157000 | 109900 | 1.5 | 391078
IBE_501 | 42.0056 | -6.0042 | N-525 | 335.2 | Moderate | Naturgy | measured | 1.408 | High | 2 | Partner Co-location | Repsol | 8 | 2 | 5 | 8 | 254 | 214 | 56.4 | 83.6 | FALSE | 100 | 2 | Deploy 4-11 chargers. Plan grid expansion. | 426787 |  | 154296 | 36.2 | 269000 | 188300 | 1.2 | 895411
IBE_502 | 42.3427 | -7.8601 | N-540 | 51.8 | Moderate | Naturgy | measured | 0.692 | Low | 2 | Partner Co-location | Peréz rumbao | 4 | 2 | 6 | 10 | 335 | 283 | 148.7 | 220.6 | FALSE | 100 | 8 | Only at existing Iberdrola/partner. Monitor. | 213394 |  | 71328 | 33.4 | 157000 | 109900 | 1.5 | 391078
IBE_503 | 42.4942 | -8.5407 | N-541 | 91.5 | Moderate | Naturgy | measured | 1.44 | Low | 2 | Partner Co-location | Estación de Servicio Moeve Peineto | 9 | 2 | 7 | 12 | 389 | 328 | 76.7 | 113.9 | FALSE | 100 | 8 | Only at existing Iberdrola/partner. Monitor. | 480136 |  | 175038 | 36.5 | 297000 | 207900 | 1.2 | 1021494
IBE_504 | 43.2298 | -8.2683 | N-547 | 74.7 | Sufficient | Naturgy | measured | 10.982 | Low | 1 | Upgrade Iberdrola |  | 9 | 2 | 6 | 9 | 287 | 242 | 56.6 | 84 | FALSE | 100 | 6 | Deploy minimum (4 chargers). Revisit 2028+. | 480136 |  | 175038 | 36.5 | 297000 | 207900 | 1.2 | 1021494
IBE_505 | 42.5242 | -8.669 | N-550 | 103 | Sufficient | Naturgy | measured | 1.976 | High | 2 | Partner Co-location | Es Rb | 20 | 2 | 12 | 20 | 668 | 564 | 59.3 | 88 | FALSE | 100 | 1 | Deploy full hub (12 chargers). Top priority. | 1066968 |  | 403200 | 37.8 | 605000 | 423500 | 1.1 | 2408408
IBE_506 | 42.1862 | -8.6363 | N-550 | 103 | Sufficient | Naturgy | measured | 3.596 | High | 1 | Upgrade Iberdrola |  | 20 | 2 | 12 | 20 | 668 | 564 | 59.3 | 88 | FALSE | 100 | 1 | Deploy full hub (12 chargers). Top priority. | 1066968 |  | 403200 | 37.8 | 605000 | 423500 | 1.1 | 2408408
IBE_507 | 40.9498 | -4.1132 | N-6 | 723.7 | Moderate | Naturgy | measured | 1.16 | High | 1 | Upgrade Iberdrola |  | 5 | 2 | 3 | 5 | 169 | 142 | 60 | 89 | FALSE | 100 | 2 | Deploy 4-11 chargers. Plan grid expansion. | 266742 |  | 92070 | 34.5 | 185000 | 129500 | 1.4 | 517161
IBE_508 | 41.3327 | -4.3101 | N-6 | 723.7 | Congested | Naturgy | measured | 0.488 | High | 1 | Upgrade Iberdrola |  | 5 | 2 | 3 | 5 | 169 | 142 | 60 | 89 | FALSE | 100 | 4 | Grid upgrade prerequisite. Partner with DSO. | 266742 |  | 92070 | 34.5 | 305000 | 213500 | 2.3 | 433161
IBE_509 | 41.5534 | -4.6667 | N-6 | 723.7 | Sufficient | i-DE | measured | 14.76 | High | 1 | Upgrade Iberdrola |  | 5 | 2 | 3 | 5 | 169 | 142 | 60 | 89 | FALSE | 100 | 1 | Deploy full hub (12 chargers). Top priority. | 266742 |  | 92070 | 34.5 | 185000 | 129500 | 1.4 | 517161
IBE_510 | 41.539 | -5.0668 | N-6 | 723.7 | Sufficient | i-DE | measured | 14.76 | High | 2 | Partner Co-location |  | 5 | 2 | 3 | 5 | 169 | 142 | 60 | 89 | FALSE | 100 | 1 | Deploy full hub (12 chargers). Top priority. | 266742 |  | 92070 | 34.5 | 185000 | 129500 | 1.4 | 517161
IBE_511 | 41.8705 | -5.4367 | N-6 | 723.7 | Sufficient | i-DE | measured | 36 | High | 2 | Partner Co-location | Q8 | 5 | 2 | 3 | 5 | 169 | 142 | 60 | 89 | FALSE | 100 | 1 | Deploy full hub (12 chargers). Top priority. | 266742 |  | 92070 | 34.5 | 185000 | 129500 | 1.4 | 517161
IBE_512 | 42.0144 | -5.9053 | N-6 | 723.7 | Moderate | Naturgy | measured | 1.408 | High | 2 | Partner Co-location | Gasolinera Monumento al Camionero | 5 | 2 | 3 | 5 | 169 | 142 | 60 | 89 | FALSE | 100 | 2 | Deploy 4-11 chargers. Plan grid expansion. | 266742 |  | 92070 | 34.5 | 185000 | 129500 | 1.4 | 517161
IBE_513 | 42.0456 | -6.5076 | N-6 | 723.7 | Moderate | Naturgy | measured | 0.664 | High | 2 | Partner Co-location | El Pino | 4 | 2 | 3 | 5 | 169 | 142 | 75 | 111.3 | FALSE | 100 | 2 | Deploy 4-11 chargers. Plan grid expansion. | 213394 |  | 71328 | 33.4 | 157000 | 109900 | 1.5 | 391078
IBE_514 | 42.0484 | -7.084 | N-6 | 723.7 | Sufficient | Endesa | measured | 13.06 | High | 3 | New Partner | New site needed | 5 | 2 | 3 | 5 | 169 | 142 | 60 | 89 | FALSE | 100 | 1 | Deploy full hub (12 chargers). Top priority. | 266742 |  | 92070 | 34.5 | 250000 | 175000 | 1.9 | 471661
IBE_515 | 41.9868 | -7.5502 | N-6 | 723.7 | Congested | Naturgy | measured | 0.474 | High | 2 | Partner Co-location | Galp | 5 | 2 | 3 | 5 | 169 | 142 | 60 | 89 | FALSE | 100 | 4 | Grid upgrade prerequisite. Partner with DSO. | 266742 |  | 92070 | 34.5 | 305000 | 213500 | 2.3 | 433161
IBE_516 | 42.3039 | -7.8679 | N-6 | 723.7 | Moderate | Naturgy | measured | 0.692 | High | 2 | Partner Co-location | Repsol | 4 | 2 | 3 | 5 | 169 | 142 | 75 | 111.3 | FALSE | 100 | 2 | Deploy 4-11 chargers. Plan grid expansion. | 213394 |  | 71328 | 33.4 | 157000 | 109900 | 1.5 | 391078
IBE_517 | 42.5965 | -8.0872 | N-6 | 723.7 | Sufficient | Naturgy | measured | 3.278 | High | 2 | Partner Co-location | Petronor | 5 | 2 | 3 | 5 | 169 | 142 | 60 | 89 | FALSE | 100 | 1 | Deploy full hub (12 chargers). Top priority. | 266742 |  | 92070 | 34.5 | 185000 | 129500 | 1.4 | 517161
IBE_518 | 42.8468 | -8.5329 | N-6 | 723.7 | Congested | Naturgy | measured | 0.594 | High | 1 | Upgrade Iberdrola |  | 5 | 2 | 3 | 5 | 169 | 142 | 60 | 89 | FALSE | 100 | 4 | Grid upgrade prerequisite. Partner with DSO. | 266742 |  | 92070 | 34.5 | 305000 | 213500 | 2.3 | 433161
IBE_519 | 42.2277 | -5.2687 | N-601 | 224.7 | Sufficient | Naturgy | measured | 2.192 | Medium | 3 | New Partner | New site needed | 6 | 2 | 4 | 6 | 173 | 146 | 51.2 | 75.9 | FALSE | 100 | 3 | Deploy standard (8 chargers). Monitor growth. | 320090 |  | 112812 | 35.2 | 278000 | 194600 | 1.7 | 597744
IBE_520 | 41.8391 | -5.0118 | N-601 | 224.7 | Sufficient | i-DE | measured | 14.76 | Medium | 3 | New Partner | New site needed | 6 | 2 | 4 | 6 | 173 | 146 | 51.2 | 75.9 | FALSE | 100 | 3 | Deploy standard (8 chargers). Monitor growth. | 320090 |  | 112812 | 35.2 | 278000 | 194600 | 1.7 | 597744
IBE_521 | 41.5558 | -4.7083 | N-601 | 224.7 | Sufficient | i-DE | measured | 14.76 | Medium | 1 | Upgrade Iberdrola |  | 6 | 2 | 4 | 6 | 173 | 146 | 51.2 | 75.9 | FALSE | 100 | 3 | Deploy standard (8 chargers). Monitor growth. | 320090 |  | 112812 | 35.2 | 213000 | 149100 | 1.3 | 643244
IBE_522 | 41.1199 | -4.6434 | N-601 | 224.7 | Congested | Naturgy | measured | 0.488 | Medium | 1 | Upgrade Iberdrola |  | 6 | 2 | 4 | 6 | 173 | 146 | 51.2 | 75.9 | FALSE | 100 | 7 | Defer unless strategic. Focus on grid upgrade. | 320090 |  | 112812 | 35.2 | 333000 | 233100 | 2.1 | 559244
IBE_523 | 43.0594 | -4.09 | N-611 | 114 | Congested | Viesgo | measured | 0.044 | Medium | 1 | Upgrade Iberdrola |  | 16 | 2 | 10 | 16 | 516 | 436 | 57.2 | 84.9 | FALSE | 100 | 7 | Defer unless strategic. Focus on grid upgrade. | 853574 |  | 320232 | 37.5 | 613000 | 429100 | 1.3 | 1820076
IBE_524 | 43.4243 | -3.944 | N-611 | 114 | Congested | Viesgo | measured | 0.044 | Medium | 1 | Upgrade Iberdrola |  | 16 | 2 | 10 | 16 | 516 | 436 | 57.2 | 84.9 | FALSE | 100 | 7 | Defer unless strategic. Focus on grid upgrade. | 853574 |  | 320232 | 37.5 | 613000 | 429100 | 1.3 | 1820076
IBE_525 | 41.3966 | -5.1419 | N-620 | 245.3 | Sufficient | i-DE | measured | 14.76 | Medium | 2 | Partner Co-location | La Loba | 6 | 2 | 4 | 6 | 185 | 156 | 54.7 | 81.2 | FALSE | 100 | 3 | Deploy standard (8 chargers). Monitor growth. | 320090 |  | 112812 | 35.2 | 213000 | 149100 | 1.3 | 643244
IBE_526 | 41.0819 | -5.5057 | N-620 | 245.3 | Sufficient | i-DE | measured | 19 | Medium | 2 | Partner Co-location | Crape | 6 | 2 | 4 | 6 | 185 | 156 | 54.7 | 81.2 | FALSE | 100 | 3 | Deploy standard (8 chargers). Monitor growth. | 320090 |  | 112812 | 35.2 | 213000 | 149100 | 1.3 | 643244
IBE_527 | 40.9728 | -5.6691 | N-620 | 245.3 | Sufficient | i-DE | measured | 2.4 | Medium | 1 | Upgrade Iberdrola |  | 6 | 2 | 4 | 6 | 185 | 156 | 54.7 | 81.2 | FALSE | 100 | 3 | Deploy standard (8 chargers). Monitor growth. | 320090 |  | 112812 | 35.2 | 213000 | 149100 | 1.3 | 643244
IBE_528 | 40.8049 | -6.1957 | N-620 | 245.3 | Sufficient | i-DE | measured | 112.34 | Medium | 2 | Partner Co-location | Moeve | 6 | 2 | 4 | 6 | 185 | 156 | 54.7 | 81.2 | FALSE | 100 | 3 | Deploy standard (8 chargers). Monitor growth. | 320090 |  | 112812 | 35.2 | 213000 | 149100 | 1.3 | 643244
IBE_529 | 42.8558 | -5.1362 | N-621 | 82.4 | Sufficient | i-DE | measured | 2.4 | Low | 3 | New Partner | New site needed | 11 | 2 | 7 | 11 | 358 | 302 | 57.8 | 85.7 | FALSE | 100 | 6 | Deploy minimum (4 chargers). Revisit 2028+. | 586832 |  | 216522 | 36.9 | 418000 | 292600 | 1.4 | 1228160
IBE_530 | 42.6536 | -5.4651 | N-622 | 63.2 | Sufficient | i-DE | measured | 2.4 | Low | 1 | Upgrade Iberdrola |  | 7 | 2 | 5 | 7 | 230 | 194 | 58.3 | 86.5 | FALSE | 100 | 6 | Deploy minimum (4 chargers). Revisit 2028+. | 373439 |  | 133554 | 35.8 | 241000 | 168700 | 1.3 | 769327
IBE_531 | 42.947 | -5.6594 | N-625 | 123 | Congested | Viesgo | measured | 0.069 | Low | 1 | Upgrade Iberdrola | Casa Ezequiel | 5 | 2 | 3 | 5 | 144 | 122 | 51.1 | 75.9 | FALSE | 100 | 9 | Skip for 2027. Revisit next cycle. | 266742 |  | 92070 | 34.5 | 305000 | 213500 | 2.3 | 433161
IBE_532 | 43.2698 | -5.7742 | N-625 | 123 | Congested | Viesgo | measured | 0.087 | Low | 1 | Upgrade Iberdrola |  | 5 | 2 | 3 | 5 | 144 | 122 | 51.1 | 75.9 | FALSE | 100 | 9 | Skip for 2027. Revisit next cycle. | 266742 |  | 92070 | 34.5 | 305000 | 213500 | 2.3 | 433161
IBE_533 | 42.4751 | -3.5898 | N-627 | 105.1 | Congested | Viesgo | measured | 0.044 | Low | 3 | New Partner | New site needed | 5 | 2 | 3 | 5 | 138 | 116 | 49 | 72.7 | FALSE | 100 | 9 | Skip for 2027. Revisit next cycle. | 266742 |  | 92070 | 34.5 | 370000 | 259000 | 2.8 | 387661
IBE_534 | 43.1141 | -3.4552 | N-629 | 123.7 | Congested | Viesgo | measured | 0.044 | Low | 1 | Upgrade Iberdrola |  | 5 | 2 | 4 | 5 | 170 | 144 | 60.4 | 89.6 | FALSE | 100 | 9 | Skip for 2027. Revisit next cycle. | 266742 |  | 92070 | 34.5 | 305000 | 213500 | 2.3 | 433161
IBE_535 | 43.3901 | -3.4464 | N-629 | 123.7 | Congested | Viesgo | measured | 0.055 | Low | 1 | Upgrade Iberdrola |  | 5 | 2 | 4 | 5 | 170 | 144 | 60.4 | 89.6 | FALSE | 100 | 9 | Skip for 2027. Revisit next cycle. | 266742 |  | 92070 | 34.5 | 305000 | 213500 | 2.3 | 433161
IBE_536 | 43.2308 | -5.7818 | N-630 | 997 | Congested | Viesgo | measured | 0.173 | High | 1 | Upgrade Iberdrola |  | 5 | 2 | 3 | 5 | 149 | 126 | 52.9 | 78.5 | FALSE | 100 | 4 | Grid upgrade prerequisite. Partner with DSO. | 266742 |  | 92070 | 34.5 | 305000 | 213500 | 2.3 | 433161
IBE_537 | 43.0079 | -5.9085 | N-630 | 997 | Congested | Viesgo | measured | 0.111 | High | 3 | New Partner | New site needed | 5 | 2 | 3 | 5 | 149 | 126 | 52.9 | 78.5 | FALSE | 100 | 4 | Grid upgrade prerequisite. Partner with DSO. | 266742 |  | 92070 | 34.5 | 370000 | 259000 | 2.8 | 387661
IBE_538 | 42.9285 | -5.8568 | N-630 | 997 | Congested | Viesgo | measured | 0.111 | High | 2 | Partner Co-location | Area de Servicio Caldas de Luna | 5 | 2 | 3 | 5 | 149 | 126 | 52.9 | 78.5 | FALSE | 100 | 4 | Grid upgrade prerequisite. Partner with DSO. | 266742 |  | 92070 | 34.5 | 305000 | 213500 | 2.3 | 433161
IBE_539 | 42.5962 | -5.6926 | N-630 | 997 | Sufficient | Naturgy | measured | 2.414 | High | 1 | Upgrade Iberdrola | Volkswagen Teleauto | 5 | 2 | 3 | 5 | 149 | 126 | 52.9 | 78.5 | FALSE | 100 | 1 | Deploy full hub (12 chargers). Top priority. | 266742 |  | 92070 | 34.5 | 185000 | 129500 | 1.4 | 517161
IBE_540 | 42.3041 | -5.5928 | N-630 | 997 | Sufficient | Naturgy | measured | 2.192 | High | 2 | Partner Co-location | Shell | 5 | 2 | 3 | 5 | 149 | 126 | 52.9 | 78.5 | FALSE | 100 | 1 | Deploy full hub (12 chargers). Top priority. | 266742 |  | 92070 | 34.5 | 185000 | 129500 | 1.4 | 517161
IBE_541 | 41.9703 | -5.5988 | N-630 | 997 | Sufficient | Naturgy | measured | 2.192 | High | 1 | Upgrade Iberdrola | Estación de carga Iberdrola | 5 | 2 | 3 | 5 | 149 | 126 | 52.9 | 78.5 | FALSE | 100 | 1 | Deploy full hub (12 chargers). Top priority. | 266742 |  | 92070 | 34.5 | 185000 | 129500 | 1.4 | 517161
IBE_542 | 41.5794 | -5.7755 | N-630 | 997 | Sufficient | i-DE | measured | 36 | High | 1 | Upgrade Iberdrola |  | 5 | 2 | 3 | 5 | 149 | 126 | 52.9 | 78.5 | FALSE | 100 | 1 | Deploy full hub (12 chargers). Top priority. | 266742 |  | 92070 | 34.5 | 185000 | 129500 | 1.4 | 517161
IBE_543 | 41.202 | -5.7005 | N-630 | 997 | Sufficient | i-DE | measured | 2.4 | High | 2 | Partner Co-location | Descanso | 5 | 2 | 3 | 5 | 149 | 126 | 52.9 | 78.5 | FALSE | 100 | 1 | Deploy full hub (12 chargers). Top priority. | 266742 |  | 92070 | 34.5 | 185000 | 129500 | 1.4 | 517161
IBE_544 | 40.8281 | -5.8207 | N-630 | 997 | Sufficient | i-DE | measured | 2.4 | High | 3 | New Partner | New site needed | 5 | 2 | 3 | 5 | 149 | 126 | 52.9 | 78.5 | FALSE | 100 | 1 | Deploy full hub (12 chargers). Top priority. | 266742 |  | 92070 | 34.5 | 250000 | 175000 | 1.9 | 471661
IBE_545 | 40.4941 | -5.9259 | N-630 | 997 | Sufficient | i-DE | measured | 6 | High | 2 | Partner Co-location |  | 5 | 2 | 3 | 5 | 149 | 126 | 52.9 | 78.5 | FALSE | 100 | 1 | Deploy full hub (12 chargers). Top priority. | 266742 |  | 92070 | 34.5 | 185000 | 129500 | 1.4 | 517161
IBE_546 | 40.2219 | -5.9831 | N-630 | 997 | Sufficient | i-DE | measured | 6 | High | 3 | New Partner | New site needed | 5 | 2 | 3 | 5 | 149 | 126 | 52.9 | 78.5 | FALSE | 100 | 1 | Deploy full hub (12 chargers). Top priority. | 266742 |  | 92070 | 34.5 | 250000 | 175000 | 1.9 | 471661
IBE_547 | 39.4904 | -6.384 | N-630 | 997 | Sufficient | i-DE | measured | 3 | High | 1 | Upgrade Iberdrola | Iberdrola McDonald's Cáceres | 5 | 2 | 3 | 5 | 149 | 126 | 52.9 | 78.5 | FALSE | 100 | 1 | Deploy full hub (12 chargers). Top priority. | 266742 |  | 92070 | 34.5 | 185000 | 129500 | 1.4 | 517161
IBE_548 | 39.1555 | -6.6455 | N-630 | 997 | Congested | Endesa | unknown | 0 | High | 2 | Partner Co-location | Repsol | 5 | 2 | 3 | 5 | 149 | 126 | 52.9 | 78.5 | FALSE | 100 | 4 | Grid upgrade prerequisite. Partner with DSO. | 266742 |  | 92070 | 34.5 | 305000 | 213500 | 2.3 | 433161
IBE_549 | 38.885 | -6.9306 | N-630 | 997 | Congested | Endesa | unknown | 0 | High | 2 | Partner Co-location | Ballenoil Badajoz | 5 | 2 | 3 | 5 | 149 | 126 | 52.9 | 78.5 | FALSE | 100 | 4 | Grid upgrade prerequisite. Partner with DSO. | 266742 |  | 92070 | 34.5 | 305000 | 213500 | 2.3 | 433161
IBE_550 | 38.9053 | -6.3979 | N-630 | 997 | Congested | Endesa | unknown | 0 | High | 1 | Upgrade Iberdrola |  | 5 | 2 | 3 | 5 | 149 | 126 | 52.9 | 78.5 | FALSE | 100 | 4 | Grid upgrade prerequisite. Partner with DSO. | 266742 |  | 92070 | 34.5 | 305000 | 213500 | 2.3 | 433161
IBE_551 | 38.49 | -6.3552 | N-630 | 997 | Congested | Endesa | unknown | 0 | High | 3 | New Partner | New site needed | 5 | 2 | 3 | 5 | 149 | 126 | 52.9 | 78.5 | FALSE | 100 | 4 | Grid upgrade prerequisite. Partner with DSO. | 266742 |  | 92070 | 34.5 | 370000 | 259000 | 2.8 | 387661
IBE_552 | 38.1986 | -6.2845 | N-630 | 997 | Congested | Endesa | unknown | 0 | High | 2 | Partner Co-location | Galp | 5 | 2 | 3 | 5 | 149 | 126 | 52.9 | 78.5 | FALSE | 100 | 4 | Grid upgrade prerequisite. Partner with DSO. | 266742 |  | 92070 | 34.5 | 305000 | 213500 | 2.3 | 433161
IBE_553 | 43.3577 | -5.7232 | N-632 | 69.3 | Congested | Viesgo | measured | 0.111 | Medium | 1 | Upgrade Iberdrola |  | 17 | 2 | 11 | 17 | 571 | 482 | 59.6 | 88.5 | FALSE | 100 | 7 | Defer unless strategic. Focus on grid upgrade. | 906923 |  | 340974 | 37.6 | 641000 | 448700 | 1.3 | 1946159
IBE_554 | 43.1947 | -2.4378 | N-634 | 427.1 | Sufficient | i-DE | measured | 3.52 | High | 1 | Upgrade Iberdrola | Debegesa | 13 | 2 | 8 | 13 | 440 | 372 | 60.1 | 89.2 | FALSE | 100 | 1 | Deploy full hub (12 chargers). Top priority. | 693529 |  | 258006 | 37.2 | 409000 | 286300 | 1.1 | 1525826
IBE_555 | 43.2577 | -2.9415 | N-634 | 427.1 | Congested | Viesgo | measured | 0.044 | High | 1 | Upgrade Iberdrola |  | 13 | 2 | 8 | 13 | 440 | 372 | 60.1 | 89.2 | FALSE | 100 | 4 | Grid upgrade prerequisite. Partner with DSO. | 693529 |  | 258006 | 37.2 | 529000 | 370300 | 1.4 | 1441826
IBE_556 | 43.3827 | -3.3663 | N-634 | 427.1 | Congested | Viesgo | measured | 0.044 | High | 1 | Upgrade Iberdrola |  | 13 | 2 | 8 | 13 | 440 | 372 | 60.1 | 89.2 | FALSE | 100 | 4 | Grid upgrade prerequisite. Partner with DSO. | 693529 |  | 258006 | 37.2 | 529000 | 370300 | 1.4 | 1441826
IBE_557 | 43.4586 | -3.8259 | N-634 | 427.1 | Congested | Viesgo | measured | 0.173 | High | 1 | Upgrade Iberdrola |  | 13 | 2 | 8 | 13 | 440 | 372 | 60.1 | 89.2 | FALSE | 100 | 4 | Grid upgrade prerequisite. Partner with DSO. | 693529 |  | 258006 | 37.2 | 529000 | 370300 | 1.4 | 1441826
IBE_558 | 43.3369 | -4.1567 | N-634 | 427.1 | Congested | Viesgo | measured | 0.173 | High | 1 | Upgrade Iberdrola |  | 13 | 2 | 8 | 13 | 440 | 372 | 60.1 | 89.2 | FALSE | 100 | 4 | Grid upgrade prerequisite. Partner with DSO. | 693529 |  | 258006 | 37.2 | 529000 | 370300 | 1.4 | 1441826
IBE_559 | 43.3919 | -4.6121 | N-634 | 427.1 | Congested | Viesgo | measured | 0.069 | High | 1 | Upgrade Iberdrola |  | 13 | 2 | 8 | 13 | 440 | 372 | 60.1 | 89.2 | FALSE | 100 | 4 | Grid upgrade prerequisite. Partner with DSO. | 693529 |  | 258006 | 37.2 | 529000 | 370300 | 1.4 | 1441826
IBE_560 | 43.3467 | -5.0687 | N-634 | 427.1 | Congested | Viesgo | measured | 0.055 | High | 2 | Partner Co-location | La Morra | 13 | 2 | 8 | 13 | 440 | 372 | 60.1 | 89.2 | FALSE | 100 | 4 | Grid upgrade prerequisite. Partner with DSO. | 693529 |  | 258006 | 37.2 | 529000 | 370300 | 1.4 | 1441826
IBE_561 | 43.375 | -5.5503 | N-634 | 427.1 | Congested | Viesgo | measured | 0.1 | High | 2 | Partner Co-location | Galp | 13 | 2 | 8 | 13 | 440 | 372 | 60.1 | 89.2 | FALSE | 100 | 4 | Grid upgrade prerequisite. Partner with DSO. | 693529 |  | 258006 | 37.2 | 529000 | 370300 | 1.4 | 1441826
IBE_562 | 43.5223 | -5.898 | N-640 | 317.9 | Congested | Viesgo | measured | 0.028 | Medium | 1 | Upgrade Iberdrola |  | 5 | 2 | 3 | 5 | 143 | 121 | 50.8 | 75.3 | FALSE | 100 | 7 | Defer unless strategic. Focus on grid upgrade. | 266742 |  | 92070 | 34.5 | 305000 | 213500 | 2.3 | 433161
IBE_563 | 43.5453 | -6.4384 | N-640 | 317.9 | Congested | Viesgo | measured | 0.011 | Medium | 1 | Upgrade Iberdrola |  | 5 | 2 | 3 | 5 | 143 | 121 | 50.8 | 75.3 | FALSE | 100 | 7 | Defer unless strategic. Focus on grid upgrade. | 266742 |  | 92070 | 34.5 | 305000 | 213500 | 2.3 | 433161
IBE_564 | 43.5244 | -7.0125 | N-640 | 317.9 | Moderate | Endesa | measured | 1.25 | Medium | 1 | Upgrade Iberdrola |  | 5 | 2 | 3 | 5 | 143 | 121 | 50.8 | 75.3 | FALSE | 100 | 5 | Deploy minimum (4 chargers). Grid constrains expansion. | 266742 |  | 92070 | 34.5 | 185000 | 129500 | 1.4 | 517161
IBE_565 | 43.2412 | -7.2867 | N-640 | 317.9 | Congested | Endesa | measured | 0.173 | Medium | 2 | Partner Co-location | Estación de Servizo Granxeiro | 5 | 2 | 3 | 5 | 143 | 121 | 50.8 | 75.3 | FALSE | 100 | 7 | Defer unless strategic. Focus on grid upgrade. | 266742 |  | 92070 | 34.5 | 305000 | 213500 | 2.3 | 433161
IBE_566 | 43.1527 | -7.6716 | N-640 | 317.9 | Congested | Endesa | measured | 0.173 | Medium | 1 | Upgrade Iberdrola |  | 5 | 2 | 3 | 5 | 143 | 121 | 50.8 | 75.3 | FALSE | 100 | 7 | Defer unless strategic. Focus on grid upgrade. | 266742 |  | 92070 | 34.5 | 305000 | 213500 | 2.3 | 433161
IBE_567 | 43.2597 | -8.212 | N-640 | 317.9 | Sufficient | Naturgy | measured | 10.982 | Medium | 1 | Upgrade Iberdrola |  | 5 | 2 | 3 | 5 | 143 | 121 | 50.8 | 75.3 | FALSE | 100 | 3 | Deploy standard (8 chargers). Monitor growth. | 266742 |  | 92070 | 34.5 | 185000 | 129500 | 1.4 | 517161
IBE_568 | 43.1614 | -8.3607 | N-651 | 76.4 | Sufficient | Naturgy | measured | 10.982 | Low | 2 | Partner Co-location | Estación de Servicio Valcarce Mesón do Vento | 7 | 2 | 5 | 7 | 232 | 196 | 58.8 | 87.3 | FALSE | 100 | 6 | Deploy minimum (4 chargers). Revisit 2028+. | 373439 |  | 133554 | 35.8 | 241000 | 168700 | 1.3 | 769327